## defDeviceType
DeviceType | Model | ModelEng | DescribeInEng | MaxValue | DeviceArea | IsSupportUpgrade | Version | Hardware | HardwareGroup | Firmware | IsSupportServer | SimpleConvetor | KemanLiModel
1 | HDL-MDH0610 | HDL-MDH0610(SB-WL-D0610) | 6 channels 10A dimmable scene controller | 6 | 1 | FALSE |  | 1 |  |  | FALSE | 1 0 6
2 | HDL-MDH1210 | HDL-MDH1210(SB-WL-D1210) | 12ch 10A Professional Intelligent Dimmer(with load status feedback) | 12 | 1 | FALSE |  | 1 |  |  | FALSE | 1 0 12
3 | HDL-MD2405A | SB-WL-D2405 | 24ch 5A Professional Intelligent Dimmer(with load status feedback) | 24 | 1 | FALSE |  | 1 |  |  | FALSE | 1 0 24
4 | HDL-MD0620 | HDL-MDH0620(SB-WL-D0620) | 6ch 20A professional intelligent dimmer | 6 | 1 | FALSE |  | 1 |  |  | FALSE | 1 0 6
5 | HDL-MDH1210 | HDL-MDH1210(SB-WL-D1210) | 12ch 10A professional intelligent dimmer | 12 | 1 | FALSE |  | 1 |  |  | FALSE | 1 0 12
6 | HDL-MD2405 | SB-WL-D2405 | 24ch 5A professional intelligent dimmer | 24 | 1 | FALSE |  | 1 |  | Water lilies.jpg | FALSE | 1 0 24
7 | HDL-MDH1210 | HDL-MDH1210(SB-WL-D1210) | 12ch 10A professional intelligent dimmer(with load status feedback) | 12 | 1 | FALSE | V2.0 | 1 |  |  | FALSE | 1 0 12
8 | HDL-MD0620A | HDL-MDH0620(SB-WL-D0620) | 6ch 20A professional intelligent dimmerr(with load status feedback) | 6 | 1 | FALSE |  | 1 |  |  | FALSE | 1 0 6
9 | HDL-MDH0610 | HDL-MDH0610(SB-WL-D0610) | 6ch 10A professional intelligent dimmer(with load status feedback) | 6 | 1 | FALSE | V2.0 | 1 |  |  | FALSE | 1 0 6
10 | HDL-MDG512-DMX | HDL-MDG512-DMX | 512 channels show controller & DMX gateway (20131028波兰率先使用添加) | 512 | 7 | FALSE |  | 7 |  | 359523.bmp | FALSE | 1 0 0
11 | HDL-MR1220 | SB-DN-R1220 | 12ch 20A professional intelligent relay | 12 | 6 | FALSE |  | 6 |  |  | FALSE | 1 1 12
12 | HDL-MR2420 | SB-DN-R2420 | 24 channels 20A relay | 24 | 6 | FALSE |  | 6 |  | d45d70e2f62e4856e7f20c95a1290404.jpg | FALSE | 1 1 24
13 | HDL-MC48IP | SB-DN-48BNET | 48 channels scene controller bus (up to 8 unit 6 channels power modules in which is extendible,standard t-shaped tunnel installation with Ethernet channels) | 48 | 1 | FALSE |  | 1 |  | Water lilies.jpg | FALSE | 1 0 48
14 | HDL-MC48IP | SB-DN-48BNET | 48 channels scene controller bus (up to 8 unit 6 channel power modules in which is extendible,standard t-shaped tunnel installation) | 48 | 1 | FALSE |  | 1 |  |  | FALSE | 1 0 48
15 | HDL-MD0602 | SB-DN-D0602 | 6ch 2A intelligent dimming module | 6 | 1 | FALSE |  | 1 |  |  | FALSE | 1 0 6
16 | HDL-MC48IPDMX | SB-DN-48DMX | 48 channels scene controller bus (standard t-shaped tunnel installation with Ethernet channels,with DMX) | 48 | 1 | FALSE |  | 1 |  |  | FALSE | 1 0 48
17 | HDL-MRDA06 | SB-DN-6B0-10v | 6 channels,0-10V output,dimmable scene controller of fluorescent lamp | 6 | 1 | FALSE |  | 1 |  | fruit.bmp | FALSE | 1 0 6
18 | HDL-MC48IP-DMX.231 | SB-DN-48DMX | 48 channels scene controller bus (standard t-shaped tunnel installation with DMX) | 48 | 1 | FALSE | V4.0 | 1 |  |  | FALSE | 1 0 48
19 | HDL-MR1210 | SB-DN-R1210 | 12 channels 10A relay | 12 | 6 | FALSE |  | 6 |  |  | FALSE | 1 1 12
20 | HDL-MD240-DMX | SB-DN-240DMX | 240 channels show controller | 240 | 7 | FALSE |  | 7 |  |  | FALSE | 1 0 240
21 | HDL-MD512-DMX.232 | HDL-MD512-DMX.232(SB-DN-512DMX) | 512 channels show controller | 512 | 7 | FALSE | V2.0 | 7 |  | 359523.bmp | FALSE | 0 0 0
22 | HDL-MR1205 | SB-DN-R1205 | 12 channels 5A relay | 12 | 6 | FALSE |  | 6 |  |  | FALSE | 1 1 12
23 | HDL-MR0810.232 | SB-DN-R0810 | 8ch 10A intelligent relay module | 8 | 6 | FALSE |  | 6 |  | 121384428_11n.jpg | FALSE | 1 1 8
24 | HDL-MD512-DMX.232 | HDL-MD512-DMX.232(SB-DN-512DMX) | 512 channels show controller(20111226添加) | 512 | 7 | FALSE | V2.0 | 7 |  | 359523.bmp | FALSE | 1 0 0
25 | HDL-MD0403 | SB-DN-D0403 | 4ch 3A intelligent dimming module | 4 | 1 | FALSE |  | 1 |  |  | FALSE | 1 0 4
26 | HDL-MDH2405 | SB-WL-D2405 | 24ch 5A professional intelligent dimmer | 24 | 1 | FALSE | V2.0 | 1 |  |  | FALSE | 1 0 24
27 | HDL-MDH0620 | HDL-MDH0620(SB-WL-D0620) | 6ch 20A professional intelligent dimmer | 6 | 1 | FALSE | V2.0 | 1 |  |  | FALSE | 1 0 6
28 | HDL-MD0304 | SB-DN-D0304 | 3 channels 4A dimmable scene controller | 3 | 1 | FALSE |  | 1 |  |  | FALSE | 1 0 3
29 | HDL-BN-VRV | HDL-BN-VRV | Bacnet aircon gateway | 0 | 1 | FALSE |  | 1 |  | Water lilies.jpg | FALSE | 0 0 0
30 | HDL-MC48IP | SB-DN-48BNET | 48 channels scene controller bus (up to 8 unit 6 channels power modules in which is extendible,standard t-shaped tunnel installation with Ethernet channels) | 48 | 1 | FALSE |  | 1 |  | Water lilies.jpg | FALSE | 1 0 48
31 | HDL-MC48IP.231 | SB-DN-48BNET | 48 channels scene controller bus (up to 8 unit 6 channels power modules in which is extendible,standard t-shaped tunnel installation with Ethernet channels) | 48 | 1 | FALSE |  | 1 |  | Water lilies.jpg | FALSE | 1 0 48
32 | HDL-MC48IPDMX.231 | SB-DN-48DMX | 48 channels scene controller bus (standard t-shaped tunnel installation with Ethernet channels,with DMX) | 48 | 1 | FALSE |  | 1 |  |  | FALSE | 1 0 48
33 | HDL-MGPRS.232 | SB-DN-SMS-IP | GPRS module-Only apply to V2.3 and above | 99 | 33 | FALSE | V3.0 |  |  | 2010-12-31_17-58-24_60.jpg | FALSE | 0 0 0
34 | HDL-MHC48IP.231 | SB-DN-48HNET | Hotel room control host module | 48 | 1 | FALSE |  | 1 |  |  | FALSE | 1 0 48
35 | HDL-MRDA04 | SB-DN-6B0-10v | 4 channels,0-10V output,dimmable scene controller of fluorescent lamp | 4 | 1 | FALSE |  | 1 |  | fruit.bmp | FALSE | 1 0 4
36 | HDL-MRDA0610.432 | HDL-MRDA0610.432 | 6 channels,0-10V output,dimmable scene controller of fluorescent lamp | 6 | 1 | FALSE | V4.3 - V4.6 | 00836C | HW00010 | fruit.bmp | FALSE | 1 0 6 | SH1250610BG
37 | HDL-MRDA02 | SB-DN-2B0-10v | 2 channels,0-10V output,dimmable scene controller of fluorescent lamp | 2 | 1 | FALSE |  | 00836C | D01 | fruit.bmp | FALSE | 1 0 2
38 | HDL-MGSM.431 | HDL-MGSM.431 | SMS module II | 99 | 33 | FALSE | V4.0 - V4.02 | 00933B | SMS1 | 2010-12-31_17-58-24_60.jpg | FALSE | 1 0 48
39 | HDL-MC48IPDMX.231 | SB-DN-48DMX | 48 channels scene controller bus (standard t-shaped tunnel installation with Ethernet channels,with DMX) | 48 | 1 | FALSE | V4.0 - V4.01 | 1 |  |  | FALSE | 1 0 48
40 | HDL-MC48-DALI | SB-DN-DALI48 | 48 channels DALI controller | 48 | 23 | FALSE |  | 23 |  |  | FALSE | 1 0 48
41 | HDL-MC48-DALI | SB-DN-DALI48 | 48 channels DALI controller | 48 | 23 | FALSE |  | 23 |  |  | FALSE | 1 0 48
42 | HDL-MC64-DALI | SB-DN-DALI64 | 64 channels DALI controller | 64 | 23 | FALSE |  | 23 |  |  | FALSE | 1 0 64 | SH1216412BG
43 | HDL-MC64-DALI | HDL-MC64-DALI | 64 channels DALI controller | 64 | 23 | FALSE |  | 23 | HW00012 |  | FALSE | 1 0 64 | SH1216412BG
44 | HDL-MD0610.4D | HDL-MD0610.4D | 6ch 10A professional intelligent dimmer(2013郭晓宁新版修改增加调光曲线去掉消防设置) | 6 | 1 | FALSE |  | 1 |  |  | FALSE | 1 0 6
45 | HDL-MD1210.4D | HDL-MD1210.4D | 12ch 10A professional intelligent dimmer(2013郭晓宁新版修改增加调光曲线去掉消防设置) | 12 | 1 | FALSE |  | 1 |  |  | FALSE | 1 0 12
46 | HDL-MRDA06 | SB-DN-6B0-10v | 6 channels,0-10V output,dimmable scene controller of fluorescent lamp | 6 | 1 | FALSE |  | 2 |  | Blue hills.jpg | FALSE | 1 0 6
47 | HDL-MC48IP-DMX.431 | HDL-MC48IP-DMX.431 | 48 channels scene controller bus (standard t-shaped tunnel installation with Ethernet channels,with DMX) | 48 | 1 | FALSE | V4.0 - V4.01 |  | HW00022 |  | FALSE | 1 0 48
48 | HDL-MPL4.38-FH | SB-DLP | DLP panel with AC music clock floor heating(20101228加地热) | 4 | 2 | FALSE |  | 2 |  |  | FALSE | 4 1 16
49 | HDL-MPL4.28 | SB-DLP | panel with AC 2 | 4 | 2 | FALSE |  | 2 |  |  | FALSE | 4 1 16
50 | HDL-MP8RM | SB-WS8 | 8 button multi-functional panel (with infrared control) | 8 | 2 | FALSE |  | 2 |  |  | FALSE | 4 1 8
51 | HDL-MP8M | SB-WS8 | 8 button multi-functional panel | 8 | 2 | FALSE |  | 2 |  |  | FALSE | 4 1 8
52 | HDL-MP4RM | SB-WS4 | 4 button multi-functional panel (with infrared control) | 4 | 2 | FALSE |  | 2 |  |  | FALSE | 4 1 4
53 | HDL-MP4M | SB-WS4 | 4 button multi-functional panel | 4 | 2 | FALSE |  | 2 |  |  | FALSE | 4 1 4
54 | HDL-MP6R | SB-WS6 | 6 button scene panel (with infrared control, scene intensity temporary adjustable) | 6 | 2 | FALSE |  | 2 |  |  | FALSE | 4 1 6
55 | HDL-MP6 | SB-WS6 | 6 button scene panel (without infrared control, with scene intensity temporary adjustable) | 6 | 2 | FALSE |  | 2 |  |  | FALSE | 4 1 6
56 | HDL-MP2R | SB-WS2 | 2 button scene panel (with infrared control, scene intensity temporary adjustable) | 2 | 2 | FALSE |  | 2 |  |  | FALSE | 4 1 2
57 | HDL-MP2 | SB-WS2 | 2 button scene panel (without infrared control, with scene intensity temporary adjustable) | 2 | 2 | FALSE |  | 2 |  |  | FALSE | 4 1 2
58 | HDL-MP2RM-AS | SB-WS2 | 2 button multi-functional panel (with infrared control) | 2 | 2 | FALSE |  | 22 |  |  | FALSE | 4 1 2
59 | HDL-MWH6 | SB-MWH6 | Wireless receiver | 8 | 22 | FALSE |  | 2 |  | Winter.jpg | FALSE | 0 0 0
60 | HDL-MP8RM | SB-WS8 | 8 button multi-functional panel (with infrared control) | 8 | 2 | FALSE |  | 2 |  |  | FALSE | 4 1 8
61 | HDL-MP4RM | SB-WS4 | 4 button multi-functional panel (with infrared control) | 4 | 2 | FALSE |  | 22 |  |  | FALSE | 4 1 4
62 | HDL-MWH6 | SB-MWH6 | Wireless receiver | 8 | 22 | FALSE |  | 2 |  |  | FALSE | 0 0 0
63 | HDL-MP4RM | SB-WS4 | 4 button multi-functional panel (with infrared control) | 4 | 2 | FALSE |  | 2 |  |  | FALSE | 4 1 4
64 | HDL-MP6RM-A | SB-WS6 | 6 button multi-functional panel (with infrared control) | 6 | 2 | FALSE |  | 2 |  |  | FALSE | 4 1 6
65 | HDL-MP6RM-AD | SB-WS6 | 5 button multi-functional panel (with infrared control) | 5 | 2 | FALSE |  | 2 |  |  | FALSE | 4 1 4
66 | HDL-MP4RM-A | SB-WS4 | 4 button multi-functional panel (with infrared control) | 4 | 2 | FALSE |  | 2 |  |  | FALSE | 4 1 4
67 | HDL-MP4RM-AD | SB-WS4 | 3 button multi-functional panel (with infrared control) | 3 | 2 | FALSE |  | 2 |  |  | FALSE | 4 1 4
68 | HDL-MP2RM-A | SB-WS2 | 2 button multi-functional panel (with infrared control) | 2 | 2 | FALSE |  | 2 |  |  | FALSE | 4 1 2
69 | HDL-MP2RM-AD | SB-WS1 | 1 button multi-functional panel (with infrared control) | 1 | 2 | FALSE |  | 20 |  | 32261.bmp | FALSE | 4 1 1
70 | HDL-MSR02.20 | SB-2RM-Part | Room partition | 0 | 20 | FALSE |  | 2 |  |  | FALSE | 0 0 0
71 | HDL-MP3RM-A | SB-WS3 | 3 button multi-functional panel (with infrared control) | 3 | 2 | FALSE |  | 2 |  |  | FALSE | 4 1 3
72 | HDL-MP3RM-AD | SB-WS3 | 2 button multi-functional panel (with infrared control) | 2 | 2 | FALSE |  | 2 |  |  | FALSE | 4 1 2
73 | HDL-MP1RM-A | SB-WS1 | 1 button multi-functional panel (with infrared control) | 1 | 2 | FALSE |  | 2 |  |  | FALSE | 4 1 1
74 | HDL-MP4RM-L | SB-WS4 | 4 button multi-functional panel (with infrared control) | 4 | 2 | FALSE |  | 2 |  |  | FALSE | 4 1 4
75 | HDL-MP4RML-A | SB-WS4 | 4 button multi-functional panel (with infrared control) | 4 | 2 | FALSE |  | 2 |  |  | FALSE | 4 1 4
76 | HDL-MP6RM-BD | SB-WS6 | 5 button multi-functional panel (with infrared control) | 5 | 2 | FALSE |  | 2 |  |  | FALSE | 4 1 5
77 | HDL-MP4RML-A | SB-WS4 | 4 button multi-functional panel (with infrared control) | 4 | 2 | FALSE |  | 2 |  | heat.bmp | FALSE | 4 1 4
78 | HDL-MLAC | SB-AC-Edge | Panel with AC controller | 4 | 2 | FALSE |  | 2 |  | 160.jpg | FALSE | 7 3 1
79 | HDL-MPL4.28 | SB-DLP | DLP panel with AC and NUVO 2 | 4 | 2 | FALSE |  | 8 |  |  | FALSE | 4 1 16
80 | HDL-MS01R | SB-MS01R | Motion sensor | 0 | 8 | FALSE |  | 15 |  | Water lilies.jpg | FALSE | 0 0 0
81 | HDL-MS01L | SB-MS01L | Linear sensor | 0 | 15 | FALSE |  | 2 |  |  | FALSE | 0 0 0
82 | HDL-MPL4.28 | SB-DLP | panel with AC and clock(20090618 clock function) | 4 | 2 | FALSE |  | 2 |  | heat.bmp | FALSE | 4 1 16
83 | HDL-MLAC.28 | SB-AC-Edge | Hotel panel only with AC Voice on/off | 4 | 2 | FALSE |  | 2 |  |  | FALSE | 7 3 1
84 | HDL-MPL4.28 | SB-DLP | Panel with AC 2 | 4 | 2 | FALSE |  | 2 |  | heat.bmp | FALSE | 4 1 16
85 | HDL-MLAC.28 | SB-AC-Edge | Hotel panel only with AC Voice on/off | 4 | 2 | FALSE |  | 2 |  |  | FALSE | 7 3 1
86 | HDL-MPL4.38 | SB-DLP | DLP panel audio clock 3(20090618 clock function) | 4 | 2 | FALSE |  | 2 |  |  | FALSE | 4 1 16
87 | HDL-MPL4.38 | SB-DLP | DLP panel audio clock Menu 3(20090618 clock function) | 4 | 2 | FALSE |  | 2 |  |  | FALSE | 4 1 16
88 | HDL-MPL4.28 | SB-DLP | Panel with AC No. 2 | 4 | 2 | FALSE |  | 22 |  |  | FALSE | 4 1 16
89 | HDL-MWH6 | SB-MWH6 | Wireless receiver | 8 | 22 | FALSE |  | 8 |  |  | FALSE | 0 0 0
90 | HDL-MS01R | SB-MS01R | Motion sensor | 0 | 8 | FALSE |  | 15 |  | Water lilies.jpg | FALSE | 0 0 0
91 | HDL-MS01L | SB-MS01R | Linear sensor | 0 | 15 | FALSE |  | 16 |  |  | FALSE | 0 0 0
92 | HDL-MS12 | SB-MS12 | 12 channels sensor | 12 | 16 | FALSE |  | 16 |  |  | FALSE | 4 0 12
93 | HDL-MS04 | SB-DRY-4Z | 4 zone dry contact module | 4 | 16 | FALSE |  | 16 |  |  | FALSE | 4 0 4
94 | HDL-MS06.232 | SB-DN-IO6/6 | 6 channels input and output module | 4 | 16 | FALSE |  | 8 |  |  | FALSE | 4 0 4
95 | HDL-MHS110.2C | SB-CMS-PIR | Roof-mounting infrared dual-technology motion sensor | 0 | 8 | FALSE |  | 15 |  | wireless.bmp | FALSE | 5 100 1
96 | HDL-MPE.2C | SB-MPE.2C | Ambient intensity monitor | 0 | 15 | FALSE |  | 8 |  | Water lilies.jpg | FALSE | 0 0 0
97 | HDL-MHS02 | SB-WMS-PIR | Wide field infrared dual-tchnology motion sensor | 0 | 8 | FALSE |  | 8 |  | Water lilies.jpg | FALSE | 5 1 1
98 | HDL-MHS02 | SB-WMS-PIR | Wide field infrared dual-technology motion sensor | 0 | 8 | FALSE |  | 8 |  |  | FALSE | 5 1 1
99 | HDL-MHS110.2C | SB-CMS-PIR | Roof-mounting infrared Dual-technology motion sensor | 0 | 8 | FALSE |  | 4 |  |  | FALSE | 5 100 1
100 | HDL-MT12IP | SB-MT12IP | 12 channels timer (standard t-shaped tunnel installation with Ethernet port) | 12 | 4 | FALSE |  | 4 |  |  | FALSE | 0 0 0
101 | HDL-MT12IP | SB-MT12IP | 12 channels timer (standard t-shaped tunnel installation with Ethernet port) | 12 | 4 | FALSE |  | 12 |  |  | FALSE | 0 0 0
102 | HDL-MT01 | SB-MT01IP | 1 channels event timer | 12 | 12 | FALSE |  | 4 |  | untitled.bmp | FALSE | 0 0 0
103 | HDL-MT12IP | SB-MT12IP | 12 channels timer (standard t-shaped tunnel installation with Ethernet port) | 12 | 4 | FALSE |  | 4 |  | untitled.bmp | FALSE | 0 0 0
104 | HDL-MT02IP | SB-MT02IP | 2 channels timer (standard t-shaped tunnel installation with Ethernet port) | 2 | 4 | FALSE |  | 4 |  | untitled.bmp | FALSE | 0 0 0
105 | HDL-MT02IP | SB-MT02IP | 2 channels timer (standard t-shaped tunnel installation with Ethernet port) | 2 | 4 | FALSE |  | 5 |  |  | FALSE | 0 0 0
106 | HDL-MAC01.331 | SB-DN-HVAC | Air-conditioning controller | 0 | 5 | FALSE | V3.0 - V3.02 | 5 |  |  | FALSE | 7 0 1 | SH1907BG
107 | HDL-MAC01.331 | HDL-MAC01.331 | Air-conditioning controller | 0 | 5 | FALSE |  | 4 |  |  | FALSE | 7 0 1 | 7 0 1
108 | HDL-MT12 | SB-MT12IP | 12 channels timer (standard t-shaped tunnel installation with Ethernet port) | 12 | 4 | FALSE |  | 5 |  |  | FALSE | 0 0 0
109 | HDL-MAC01 | SB-DN-HVAC | Air-conditioning controller | 0 | 5 | FALSE |  | 4 |  |  | FALSE | 7 0 1 | SH1907BG
110 | HDL-MT12IP | SB-MT12IP | 12 channels timer (standard t-shaped tunnel installation with Ethernet port) | 12 | 4 | FALSE |  | 5 |  |  | FALSE | 0 0 0
111 | HDL-MAC01 | SB-DN-HVAC | Air-conditioning controller | 0 | 5 | FALSE |  | 5 |  |  | FALSE | 7 0 1 | SH1907BG
112 | HDL-MAC01 | SB-DN-HVAC | Air-conditioning controller | 0 | 5 | FALSE |  | 16 |  |  | FALSE | 7 0 1 | SH1907BG
113 | HDL-MS32 | SB-DRY-32Z | 4 zone dry contact module | 32 | 16 | FALSE |  | 16 |  |  | FALSE | 4 0 32
114 | HDL-MS04 | SB-DRY-4Z | 4 zone dry contact module | 4 | 16 | FALSE |  | 16 |  |  | FALSE | 4 0 4
115 | HDL-MS04 | SB-DRY-4Z | 4 zone dry contact module | 4 | 16 | FALSE |  | 16 |  |  | FALSE | 4 0 4
116 | HDL-MS06.232 | SB-DN-IO6/6 | 6 channels input and output module | 4 | 16 | FALSE |  | 5 |  |  | FALSE | 4 0 4
117 | HDL-MAC01 | SB-DN-HVAC | Air-conditioning controller | 0 | 5 | FALSE |  | 16 |  |  | FALSE | 7 0 1 | SH1907BG
118 | HDL-MS04 | SB-DRY-4Z | 4 zone dry contact module | 4 | 16 | FALSE |  | 16 |  |  | FALSE | 4 0 4
119 | HDL-MS04 | SB-DRY-4Z | 4 zone dry contact module | 4 | 16 | FALSE |  | 8 |  |  | FALSE | 4 0 4
120 | HDL-MHS110.2C | SB-CMS-PIR | Roof-mounting infrared dual-technology motion sensor | 0 | 8 | FALSE |  | 16 |  |  | FALSE | 5 100 1
121 | HDL-MS04 | SB-DRY-4Z | 4 zone dry contact module | 4 | 16 | FALSE |  | 8 |  |  | FALSE | 4 0 4
122 | HDL-MHS110.2C | SB-CMS-PIR | Roof-mounting infrared Dual-technology motion sensor | 0 | 8 | FALSE |  | 8 |  |  | FALSE | 5 100 1
123 | HDL-MHS110.2C | SB-CMS-PIR | Roof-mounting infrared dual-technology motion sensor | 0 | 8 | FALSE |  | 21 |  | AirCondition.jpg | FALSE | 5 100 1
124 | HDL-MTS.2C | SB-MTS.2C | Temperature sensor | 0 | 21 | FALSE |  | 8 |  |  | FALSE | 5 2 2
125 | HDL-MHS110.2C | SB-CMS-PIR | Roof-mounting infrareddual-technology motion sensor | 0 | 8 | FALSE |  | 8 |  |  | FALSE | 5 100 1
126 | HDL-MHS110.2C | SB-CMS-PIR | Roof-mounting infrared dual-technology motion sensor | 0 | 8 | FALSE |  | 8 |  |  | FALSE | 5 100 1
127 | HDL-MHS110W.2W | SB-WMS-PIR | Roof-mounting infrared dual-technology motion sensor | 0 | 8 | FALSE |  | 11 |  |  | FALSE | 5 1 1
128 | HDL-MRS232.231 | SB-DN-RS232N | HDL-BUS/RS232 converter | 0 | 11 | FALSE |  | 8 |  |  | FALSE | 0 0 0 | SH5101BG
129 | HDL-MHS110W.2W | SB-WMS-PIR | Roof-mounting infrared dual-technology motion sensor | 0 | 8 | FALSE |  | 8 |  |  | FALSE | 5 1 1
130 | HDL-MHS110W.2W | SB-WMS-PIR | Roof-mounting infrared dual-technology motion sensor | 0 | 8 | FALSE |  | 8 |  |  | FALSE | 5 1 1
131 | HDL-MHS110W.2W | SB-WMS-PIR | Roof-mounting infrared dual-technology motion sensor | 0 | 8 | FALSE |  | 8 |  |  | FALSE | 5 1 1
132 | HDL-MHS110W.2W | SB-WMS-PIR | Roof-mounting infrared dual-technology motion sensor | 0 | 8 | FALSE | V2.0 | 8 |  | 121384428_11n.jpg | FALSE | 5 1 1
133 | HDL-MHS110.2C | SB-CMS-PIR | Roof-mounting infrared dual-technology motion sensor | 0 | 8 | TRUE | V2.0 | 21 |  |  | FALSE | 5 100 1
134 | HDL-MTS04.20 | SB-MTS04.20 | Temperature sensor | 4 | 21 | FALSE | V2.0 | MEGA16A |  |  | FALSE | 5 2 4
135 | HDL-MS04 | SB-DRY-4Z | 4 zone dry contact module | 4 | 16 | FALSE |  | 16 |  |  | FALSE | 4 0 4
136 | HDL-MS04 | SB-DRY-4Z | 4 zone dry contact module | 4 | 16 | FALSE |  | 16 |  |  | FALSE | 4 0 4
137 | HDL-MS04 | SB-DRY-4Z | 4 zone dry contact module | 4 | 16 | FALSE |  | 8 |  |  | FALSE | 4 0 4
138 | HDL-MHS110W.2W | SB-WMS-PIR | Roof-mounting infrared dual-technology motion sensor | 0 | 8 | FALSE |  | 8 |  | 121384428_11n.jpg | FALSE | 5 1 1
139 | HDL-MHS110.2C | SB-CMS-PIR | Roof-mounting infrared dual-technology motion sensor | 0 | 8 | FALSE |  | 16 |  |  | FALSE | 5 100 1
140 | HDL-MS12 | SB-DRY-12Z | 12 zone dry contact module | 12 | 16 | FALSE |  | 16 |  |  | FALSE | 4 0 12
141 | HDL-MS24.232 | HDL-MS24.232(SB-DN-DRY-24Z) | 24 zone dry contact module | 24 | 16 | FALSE |  | 16 |  |  | FALSE | 4 0 24
142 | HDL-MS24.232 | HDL-MS24.232(SB-DN-DRY-24Z) | 24 zone dry contact module | 24 | 16 | FALSE |  | 2 |  |  | FALSE | 4 0 24
149 | HDL-MPL4.38 | SB-DLP | DLP panel with AC music clock floor heating(20101115加地热) | 4 | 2 | FALSE |  | 6 |  |  | FALSE | 4 1 16
150 | HDL-MR1220A | SB-DN-R1220 | 12 channels 20A relay | 12 | 6 | FALSE |  | 6 |  |  | FALSE | 1 1 12
151 | HDL-MR2420A | SB-DN-R2420 | 24 channels 20A relay/ without status feedback | 24 | 6 | FALSE |  | 6 |  |  | FALSE | 1 1 24
152 | HDL-MR0610 | SB-DN-R0610 | 6ch 10A intelligent relay module | 6 | 6 | FALSE |  | 6 |  |  | FALSE | 1 1 6
153 | HDL-MR0416A | SB-DN-R0416 | 4 channels 16A relay | 4 | 6 | FALSE |  | 2 |  | Blue hills.jpg | FALSE | 1 1 4
154 | HDL-MPL4.38 | SB-DLP | DLP panel with AC music clock floor heating(20101228加地热) | 4 | 2 | FALSE |  | 2 |  |  | FALSE | 4 1 16
155 | HDL-MPL4.38 | SB-DLP-FH | DLP panel with floor heating(20110216地热只有基本信息和地热) | 4 | 2 | FALSE |  | 2 |  | psuCAJN5OZR.jpg | FALSE | 8 2 1
156 | HDL-MPL4.38 | SB-DLP | DLP panel with AC music clock floor heating(20110811红外新功能替换之前) | 4 | 2 | FALSE | V4.0 | 2 |  | psuCAJN5OZR.jpg | FALSE | 4 1 16
157 | HDL-MPL4.38 | SB-DLP | DLP panel with AC music clock floor heating(20111219添加兆度读取，在156基础上) | 4 | 2 | FALSE | V4.0 | 2 |  | psuCAJN5OZR.jpg | FALSE | 4 1 16
158 | HDL-MPL8.48 | HDL-MPL8.48 | DLP panel with AC music clock floor heating | 8 | 2 | TRUE | V4.0 - V4.09 | STM32F103RC |  | psuCAJN5OZR.jpg | FALSE | 4 1 32
159 | HDL-MPL8.38 | SB-DLP | DLP panel with music | 8 | 2 | FALSE |  | 2 |  | psuCAJN5OZR.jpg | FALSE | 4 1 16
160 | HDL-MPL4.38 | SB-DLP | DLP panel with AC music clock floor heating(20110811红外新功能替换之前) | 4 | 2 | FALSE | V4.0 - V 4.06 | 2 |  | heat.bmp | FALSE | 4 1 16
161 | HDL-MLAC.28 | SB-AC-Edge | Hotel panel only with AC | 4 | 2 | FALSE |  | 2 |  | psuCAJN5OZR.jpg | FALSE | 7 3 1
162 | HDL-MPL8.48 | HDL-MPL8.48 | DLP panel with AC music clock floor heating | 8 | 2 | TRUE | V4.0 - V4.09 | STM32F103RC |  | psuCAJN5OZR.jpg | FALSE | 4 1 32
163 | HDL-MRSPA05.231 | HDL-MRSPA05.231 | SPA controller module | 8 | 1 | FALSE | V2.0 | 2 |  | psuCAJN5OZR.jpg | FALSE | 0 0 0
164 | HDL-MPDL.48 | HDL-MPDL.48 | SPA controller panel | 8 | 2 | FALSE | V4.0 | 20 |  | 32261.bmp | FALSE | 0 0 0
165 | HDL-MPTL14.46 | HDL-MPTL14.46 | DLP panel with AC music clock floor heating | 8 | 2 | FALSE | V4.0 | 01045B | HW00040 |  | FALSE | 4 1 32
166 | HDL-MLAC.28 | SB-AC-Edge | Hotel panel only with AC voice on/off | 4 | 0 | FALSE | V4.01 |  |  |  | FALSE | 7 3 1
167 | HDL-MPL8.48 | HDL-MPL8.48 | DLP panel with AC music clock floor heating | 8 | 0 | TRUE | V4.01 | STM32F103RC |  |  | FALSE | 4 1 32
168 | HDL-MPTL14.46 | HDL-MPTL14.46 | DLP panel with AC music clock floor heating | 8 | 0 | FALSE | V4.01 | 01045B | HW00040 |  | FALSE | 4 1 32
169 | HDL-MLAC.28 | SB-AC-Edge | Hotel panel only with AC voice on/off | 1 | 0 | FALSE | V4.01 |  |  |  | FALSE | 7 3 1
170 | HDL-MPTL14.46 | HDL-MPTL14.46 | DLP panel with AC music clock floor heating | 8 | 0 | FALSE | V4.01 | 01045B | HW00040 |  | FALSE | 4 1 32
171 | HDL-MPTLC43.46 | HDL-MPTLC43.46 | Enviro/4.3" touch panel | 11 | 0 | FALSE | V4.01 | 01076A | HW00041 |  | FALSE | 4 1 36 | SH630412RW
172 | HDL-MPTL14.46 | HDL-MPTL14.46 | DLP panel with AC music clock floor heating | 8 | 2 | FALSE | V4.0 | 01045B | HW00040 |  | FALSE | 4 1 32
173 | HDL-MPTLC43.46 | HDL-MPTLC43.46 | Enviro/4.3" touch panel | 4 | 2 | FALSE | V4.0 | 01076A | HW00041 |  | FALSE | 4 1 36 | SH630412RW
174 | HDL-MPTLC43.46 | HDL-MPTLC43.46 | Enviro/4.3" touch panel | 11 | 2 | FALSE | V4.0 | 01076A | HW00041 |  | FALSE | 4 1 36 | SH630412RW
175 | HDL-MPTL14.46 | HDL-MPTL14.46 | DLP panel with AC music clock floor heating | 8 | 2 | FALSE | V4.0 | 01045B | HW00040 |  | FALSE | 4 1 32
176 | HDL-MPL8.48 | HDL-MPL8.48 | DLP panel with AC music clock floor heating | 8 | 2 | TRUE | V4.0 | STM32F103RC |  |  | FALSE | 4 1 32
177 | HDL-MPTLC43.46 | HDL-MPTLC43.46 | Enviro/4.3" touch panel | 11 | 2 | FALSE | V4.0 | 01076A | HW00041 |  | FALSE | 4 1 36 | SH630412RW
178 | HDL-MPAC01.48 | SB-AC-Edge | Hotel panel only with AC | 7 | 2 | FALSE | V4.0 |  |  |  | FALSE | 0 0 0
179 | HDL-MPTLC43.46 | HDL-MPTLC43.46 | Enviro/4.3" touch panel | 11 | 2 | FALSE | V4.0 |  |  |  | FALSE | 4 1 36 | SH630412RW
180 | HDL-MPL8.48 | HDL-MPL8.48 | DLP panel with AC music clock floor heating | 8 | 2 | TRUE | V4.0 | STM32F103RC |  |  | FALSE | 4 1 32
181 | HDL-MPTLC43.46 | HDL-MPTLC43.46 | Enviro/4.3" touch panel | 11 | 2 | FALSE | V4.0 | 01076A | DLPC1 |  | FALSE | 4 1 36 | SH630412RW
182 | HDL-MPTLC43.46 | HDL-MPTLC43.46 | Enviro/4.3" touch panel | 11 | 2 | FALSE | V4.0 | 01076A | DLPC2 |  | FALSE | 4 1 36 | SH630412RW
183 | HDL-MPAC01.48 | SB-AC-Edge | Hotel panel only with AC | 4 | 2 | FALSE | V4.0 |  |  |  | FALSE | 0 0 0
184 | HDL-MPAC01.48 | SB-AC-Edge | Hotel panel only with AC | 10 | 2 | FALSE | V4.0 |  |  |  | FALSE | 0 0 0
185 | HDL-MPTLC43.46 | HDL-MPTLC43.46 | Enviro/4.3" touch panel | 11 | 2 | FALSE | V4.0 | 01076A | DLPC2 |  | FALSE | 4 1 36 | SH630412RW
186 | HDL-MPL8.48-A | HDL-MPL8.48-A | DLP panel with AC music clock floor heating | 8 | 2 | TRUE | V4.0 | STM32F103RC |  |  | FALSE | 4 1 32
187 | HDL-MPTLC43.46 | HDL-MPTLC43.46 | Enviro/4.3" touch panel | 11 | 2 | FALSE | V4.0 | 01076A | DLPC2 |  | FALSE | 4 1 36 | SH630412RW
188 | HDL-MPTL14.46-A | HDL-MPTL14.46-A | DLP panel with AC music clock floor heating | 8 | 2 | FALSE | V4.0 | 01045B | HW00040 |  | FALSE | 4 1 32
189 | HDL-MPTAC01.48-A | HDL-MPTAC01.48-A | Hotel panel only with AC | 6 | 2 | FALSE | V4.0 |  |  |  | FALSE | 0 0 0
190 | HDL-MPTLC43.46 | HDL-MPTLC43.46 | Enviro/4.3" touch panel | 11 | 2 | FALSE | V4.0 | 01076A | DLPC2 |  | FALSE | 4 1 36 | SH630412RW
191 | HDL-MPTLC43.46 | HDL-MPTLC43.46 | Enviro/4.3" touch panel | 11 | 2 | FALSE | V4.0 | 01076A | DLPC2 |  | FALSE | 4 1 36 | SH630412RW
192 | HDL-MPTLC43.46-A | HDL-MPTLC43.46-A | Enviro/4.3" touch panel | 11 | 2 | FALSE | V4.0 | 01076A | DLPC2 |  | FALSE | 4 1 36 | SH630412RW
193 | HDL-MPTLC43.46 | HDL-MPTLC43.46 | Enviro/4.3" touch panel | 11 | 2 | FALSE | V4.0 | 01076A | DLPC2 |  | FALSE | 4 1 36 | SH630412RW
194 | HDL-MPTLC43.46 | HDL-MPTLC43.46 | Enviro/4.3" touch panel | 11 | 2 | FALSE | V4.0 | 01076A | DLPC2 |  | FALSE | 4 1 36 | SH630412RW
195 | HDL-MPTFL11.46 | HDL-MPTFL11.46 | Prism Pro/multi-function touch panel | 6 | 2 | FALSE | V4.0 | 01045B | HW00040 |  | FALSE | 4 1 32
196 | HDL-MPL8.48 | HDL-MPL8.48 | DLP panel with AC music clock floor heating | 8 | 2 | TRUE | V4.0 | STM32F103RC |  |  | FALSE | 4 1 32
197 | HDL-MPTAC01.48-A | HDL-MPTAC01.48-A | Hotel panel only with AC | 6 | 2 | FALSE | V4.0 |  |  |  | FALSE | 0 0 0
198 | HDL-MPL8.48 | HDL-MPL8.48 | DLP panel with AC music clock floor heating | 8 | 2 | TRUE | V4.0 | STM32F103RC |  |  | FALSE | 4 1 32
199 | HDL-MPTLC43.46 | HDL-MPTLC43.46 | Enviro/4.3" touch panel | 11 | 2 | FALSE | V4.0 | 01076A | DLPC2 |  | FALSE | 4 1 36 | SH630412RW
200 | HDL-MSR06.231 | SB-DN-6RM-Part | Room partition | 4 | 20 | FALSE |  | 5 |  |  | FALSE | 0 0 0
201 | HDL-LED | HDL-LED | LED light | 4 | 0 | FALSE | V4.01 |  |  |  | FALSE | 0 0 0
202 | HDL-MPTAC01.48 | HDL-MPTAC01.48 | Hotel panel only with AC | 6 | 2 | FALSE | V4.0 |  |  |  | FALSE | 0 0 0
207 | HDL-MFH06.432 | HDL-MFH06.432 | 6ch Floor Heating Module | 6 | 0 | FALSE | V1.0 | 00869A | FH1 |  | FALSE | 8 0 6
208 | HDL-MFH06.432 | HDL-MFH06.432 | 6ch Floor Heating Module | 6 | 0 | FALSE | V1.0 | 00869A | FH1 |  | FALSE | 8 0 6
209 | HDL-MFH06.332 | SB-DN-FH06 | 6ch floor heating module | 6 | 0 | FALSE | V1.0 | 00869A | FH1 |  | FALSE | 8 0 6
210 | HDL-MFH06.332 | SB-DN-FH06 | 6ch floor heating module | 6 | 5 | FALSE |  | 00869A | HW00029 |  | FALSE | 8 0 6
211 | HDL-MFH06.432 | HDL-MFH06.432 | 6ch floor heating module | 6 | 5 | FALSE |  | 00869A | HW00029 |  | FALSE | 8 0 6
212 | HDL-MFH06.432 | HDL-MFH06.432 | 6ch Floor Heating Module | 6 | 0 | FALSE | V1.0 | 00869A | FH1 |  | FALSE | 8 0 6
213 | HDL-MFH06.432 | HDL-MFH06.432 | 6ch Floor Heating Module | 6 | 0 | FALSE | V1.0 | 00869A | FH1 |  | FALSE | 8 0 6
214 | HDL-MFH06.432 | HDL-MFH06.432 | 6ch Floor Heating Module[APM] | 6 | 0 | FALSE | V1.0 | 00869A | FH1 |  | FALSE | 8 0 6
215 | HDL-MFH06.432 | HDL-MFH06.432 | 6ch Floor Heating Module | 6 | 0 | FALSE | V1.0 | 00869A | FH1 |  | FALSE | 8 0 6
216 | HDL-MP201.3825 | SB-WS1-Edge | 1 button multi-functional panel | 1 | 2 | TRUE |  | MEGA32_1 |  |  | FALSE | 4 1 1
217 | HDL-MP202.3825 | SB-WS2-Edge | 2 button multi-functional panel | 2 | 2 | TRUE |  | MEGA32_1 |  |  | FALSE | 4 1 2
218 | HDL-MP203.3825 | SB-WS3-Edge | 3 button multi-functional panel | 3 | 2 | TRUE |  | MEGA32_1 |  |  | FALSE | 4 1 3
219 | HDL-MP204.3825 | SB-WS4-Edge | 4 button multi-functional panel | 4 | 2 | TRUE |  | MEGA32_1 |  |  | FALSE | 4 1 4
220 | HDL-MP2RM.48 | SB-WS2M | 2 button multi-functional panel | 2 | 2 | FALSE | V4.0 - V4.04 | 2 |  |  | FALSE | 4 1 2
221 | HDL-MP3RM.48 | SB-WS3M | 3 button multi-functional panel | 3 | 2 | FALSE | V4.0 - V4.04 | 2 |  |  | FALSE | 4 1 3
222 | HDL-MP4RM.48 | SB-WS4M | 4 button multi-functional panel | 4 | 2 | FALSE | V4.0 - V4.04 | 2 |  |  | FALSE | 4 1 4
223 | HDL-MPT01.48 | HDL-MPT01.48 | 1 button multi-functional panel | 1 | 2 | FALSE | V4.0 - V4.04 | 00868D | MP1 |  | FALSE | 4 1 1
224 | HDL-MPT02.48 | HDL-MPT02.48 | 2 button multi-functional panel | 2 | 2 | FALSE | V4.0 - V4.04 | 00868D | MP1 |  | FALSE | 4 1 2
225 | HDL-MPT03.48 | HDL-MPT03.48 | 3 button multi-functional panel | 3 | 2 | FALSE | V4.0 - V4.04 | 00868D | MP1 |  | FALSE | 4 1 3
226 | HDL-MPT04.48 | HDL-MPT04.48 | 4 button multi-functional panel | 4 | 2 | FALSE | V4.0 - V4.04 | 00868D | MP1 |  | FALSE | 4 1 4
227 | HDL-MP103A.38 | SB-WS3M | 3 button multi-functional panel (with infrared control) | 3 | 2 | FALSE |  | 0 |  |  | FALSE | 4 1 3
228 | HDL-MBUS01IP.431 | HDL-MBUS01IP.431 | 1 port switchboard | 1 | 0 | TRUE | V4.0 | STM32F107RCT6_1 | HW00001 |  | FALSE | 0 0 0 | SH5202BG
229 | HDL-MBUS01IP.431 | HDL-MBUS01IP.431 | Honeywell BUS Lighting System - Gateway | 1 | 0 | FALSE | V4.0 | 892C | HW00001 |  | FALSE | 0 0 0
230 | HBLS-GW | HBLS-GW | Honeywell BUS Lighting System - Gateway | 1 | 0 | FALSE | V4.0 |  |  |  | FALSE | 0 0 0
231 | HDL-MBUS01IP.231 | SB-DN-1IP | 1 port switchboard | 1 | 0 | FALSE | V4.01 |  |  |  | FALSE | 0 0 0
232 | HDL-MBUS01IP.431 | HDL-MBUS01IP.431 | 1 port switchboard | 1 | 0 | FALSE | V4.01 |  |  |  | FALSE | 0 0 0
233 | HDL-MBUS01IP.231 | SB-DN-1IP | 1 port switchboard | 1 | 0 | FALSE | V4.01 |  |  |  | FALSE | 0 0 0
234 | HDL-MBUS01IP.431 | HDL-MBUS01IP.431 | 1 port switchboard | 1 | 0 | FALSE | V4.04 | 3 | MBUS01 |  | FALSE | 0 0 0
235 | HDL-MBUS01IP.231 | SB-DN-1IP | 1 port switchboard | 1 | 0 | FALSE | V4.0 - V4.04 | 3 |  |  | FALSE | 0 0 0
236 | HDL-MBUS01IP.231 | SB-DN-1IP | 1 port switchboard | 1 | 3 | FALSE | V2.0 | 3 |  |  | FALSE | 0 0 0
237 | HDL-MBUS04IP | SB-DN-4IP | 4 port switchboard | 4 | 3 | FALSE |  | 2 |  |  | FALSE | 0 0 0
238 | HDL-MBUS08IP | SB-DN-8IP | 8 port switchboard | 8 | 3 | FALSE |  | 2 |  |  | FALSE | 0 0 0
239 | HDL-MPB03.48 | HDL-MPB03.48 | HDL smart-hotel custom door bell unit | 1 | 2 | FALSE |  | 2 |  |  | FALSE | 4 1 1
240 | HDL-MP202.2825 | SB-WS2-Edge | 1 button multi-functional panel (with infrared control) | 2 | 2 | FALSE |  | 2 |  |  | FALSE | 4 1 2
241 | HDL-MH01.48 | SB-1S-Bell | HDL smart-hotel custom door bell unit | 1 | 2 | FALSE |  | 2 |  |  | FALSE | 4 1 1
242 | HDL-MPH101.48 | SB-WS1B-UK | HDL smart-hotel 1 button wall panel | 1 | 2 | TRUE |  | MEGA32_1 |  |  | FALSE | 4 1 1
243 | HDL-MPH102.48 | SB-WS2B-UK | HDL smart-hotel 2 button wall panel | 2 | 2 | TRUE |  | MEGA32_1 |  |  | FALSE | 4 1 2
244 | HDL-MPH104.48 | SB-WS4B-UK | HDL smart-hotel 4 button wall panel | 4 | 2 | TRUE |  | MEGA32_1 |  |  | FALSE | 4 1 4
245 | HDL-MP1RM-AA | SB-WS1M | 1 button multi-functional panel (with infrared control) | 1 | 2 | FALSE |  | 2 |  |  | FALSE | 4 1 1
246 | HDL-MP2RM-AA | SB-WS2M | 2 button multi-functional panel (with infrared control) | 2 | 2 | FALSE |  | 2 |  |  | FALSE | 4 1 2
247 | HDL-MP2RM-AA | SB-WS2M | 2 button multi-functional panel (with infrared control) | 2 | 2 | FALSE |  | 2 |  |  | FALSE | 4 1 2
248 | HDL-MP4RM-AA | SB-WS4M | 4 button multi-functional panel (with infrared control) | 4 | 2 | FALSE |  | 2 |  |  | FALSE | 4 1 4
249 | HDL-MP8RMA | SB-WS8M | 8 button multi-functional panel (with infrared control) | 8 | 2 | FALSE |  | 2 |  |  | FALSE | 4 1 8
250 | HDL-MP6RM-B | SB-WS6M | 6 button multi-functional panel (with infrared control) | 6 | 2 | FALSE |  | 2 |  |  | FALSE | 4 1 6
251 | HDL-MP6RM-BD | SB-WS5M | 5 button multi-functional panel (with infrared control) | 5 | 2 | FALSE |  | 2 |  |  | FALSE | 4 1 5
252 | HDL-MP4RM-B | SB-WS4M | 4 button multi-functional panel (with infrared control) | 4 | 2 | FALSE |  | 2 |  |  | FALSE | 4 1 4
253 | HDL-MP4RM-BD | SB-WS3M | 3 button multi-functional panel (with infrared control) | 3 | 2 | FALSE |  | 2 |  |  | FALSE | 4 1 3
254 | HDL-MP2RM-B | SB-WS2M | 2 button multi-functional panel (with infrared control) | 2 | 2 | FALSE |  | 2 |  |  | FALSE | 4 1 2
255 | HDL-MP2RM-BD | SB-WS1M | 1 button multi-functional panel (with infrared control) | 1 | 2 | FALSE |  | 2 |  |  | FALSE | 4 1 1
256 | HDL-MP3RM-B | SB-WS3M | 3 button multi-functional panel (with infrared control) | 3 | 2 | FALSE |  | 2 |  |  | FALSE | 4 1 3
257 | HDL-MP3RM-BD | SB-WS2M | 2 button multi-functional panel (with infrared control) | 2 | 2 | FALSE |  | 2 |  |  | FALSE | 4 1 2
258 | HDL-MP1RM-B | SB-WS1M | 1 button multi-functional panel (with infrared control) | 1 | 2 | FALSE |  | 2 |  |  | FALSE | 4 1 1
259 | HDL-MP2RM-BS | SB-WS2M | 2 button multi-functional panel (with infrared control) | 2 | 2 | FALSE |  | 2 |  |  | FALSE | 4 1 2
260 | HDL-MP6RM-AA | SB-WS6M | 6 button multi-functional panel (with infrared control) | 6 | 2 | FALSE |  | 2 |  |  | FALSE | 4 1 6
261 | HDL-MP101A.38 | SB-WS1M | 1 button multi-functional panel (with infrared control) | 1 | 2 | FALSE |  | 2 |  |  | FALSE | 4 1 1
262 | HDL-MP102A.38 | SB-WS2M | 2 button multi-functional panel (with infrared control) | 2 | 2 | FALSE |  | 2 |  |  | FALSE | 4 1 2
263 | HDL-MP102.38 | SB-WS2M | 2 button multi-functional panel (with infrared control) | 2 | 2 | FALSE |  | 2 |  |  | FALSE | 4 1 2
264 | HDL-MP103A.38 | SB-WS3M | 3 button multi-functional panel (with infrared control) | 3 | 2 | FALSE |  | 2 |  |  | FALSE | 4 1 3
265 | HDL-MP104.38 | SB-WS4M | 4 button multi-functional panel (with infrared control) | 4 | 2 | FALSE |  | 2 |  |  | FALSE | 4 1 4
266 | HDL-MP5RM-CD | SB-WS5M | 5 button multi-functional panel (with infrared control) | 5 | 2 | FALSE |  | 2 |  |  | FALSE | 4 1 5
267 | HDL-MP106.38 | SB-WS6M | 6 button multi-functional panel (with infrared control) | 6 | 2 | FALSE |  | 2 |  |  | FALSE | 4 1 6
268 | HDL-MP5RM-AAD | SB-WS5M | 5 button multi-functional panel (with infrared control) | 5 | 2 | FALSE |  | 2 |  |  | FALSE | 4 1 5
269 | HDL-MP3RM-AA | SB-WS3M | 3 button multi-functional panel (with infrared control) | 3 | 2 | FALSE |  | 2 |  |  | FALSE | 4 1 3
270 | HDL-MP201.2825 | SB-WS1-Edge | 1 button multi-functional panel (with infrared control) | 1 | 2 | FALSE |  | MEGA32A |  |  | FALSE | 4 1 1
271 | HDL-MP202.2825 | SB-WS2-Edge | 2 button multi-functional panel (with infrared control) | 2 | 2 | FALSE |  | MEGA32A |  |  | FALSE | 4 1 2
272 | HDL-MP203.2825 | SB-WS3-Edge | 3 button multi-functional panel (with infrared control) | 3 | 2 | FALSE |  | MEGA32A |  |  | FALSE | 4 1 3
273 | HDL-MP204.2825 | SB-WS4-Edge | 4 button multi-functional panel (with infrared control) | 4 | 2 | FALSE |  | MEGA32A |  |  | FALSE | 4 1 4
274 | HDL-FM.2825 | SB-FM-Edge | Touch-type radio | 4 | 2 | FALSE |  | 2 |  |  | FALSE | 0 0 0
275 | HDL-MP101A.38 | SB-WS1M | 1 button multi-functional panel (with infrared control) | 1 | 2 | FALSE |  | 2 |  |  | FALSE | 4 1 1
276 | HDL-MP102A.38 | SB-WS2M | 2 button multi-functional panel (with infrared control) | 2 | 2 | FALSE |  | 2 |  |  | FALSE | 4 1 2
277 | HDL-MP102.38 | SB-WS2M | 2 button multi-functional panel (with infrared control) | 2 | 2 | FALSE |  | 2 |  |  | FALSE | 4 1 2
278 | HDL-MP103A.38 | SB-WS3M | 3 button multi-functional panel (with infrared control) | 3 | 2 | FALSE |  | 2 |  |  | FALSE | 4 1 3
279 | HDL-MP104.38 | SB-WS4M | 4 button multi-functional panel (with infrared control) | 4 | 2 | FALSE |  | 2 |  |  | FALSE | 4 1 4
280 | HDL-MP5RM-CD | SB-WS5M | 5 button multi-functional panel (with infrared control) | 5 | 2 | FALSE |  | 2 |  |  | FALSE | 4 1 5
281 | HDL-MP106.38 | SB-WS6M | 6 button multi-functional panel (with infrared control) | 6 | 2 | FALSE |  | 2 |  |  | FALSE | 4 1 6
282 | HDL-MP204.2825 | SB-WS4M | 4 button multi-functional panel (with infrared control) | 4 | 2 | FALSE |  | 2 |  |  | FALSE | 4 1 4
283 | HDL-MP206.2825 | SB-WS6M | 6 button multi-functional panel (with infrared control) | 6 | 2 | FALSE |  | 2 |  |  | FALSE | 4 1 6
284 | HDL-MP212.2825 | SB-WS12M | 12 button multi-functional panel (with infrared control) | 12 | 2 | FALSE |  | 2 |  |  | FALSE | 4 1 12
285 | HDL-MPN50 | SB-MPN50 | 5*10 button multi-functional panel | 10 | 2 | FALSE |  | 2 |  |  | FALSE | 0 0 0
286 | HDL-MS104 | SB-MS104 | 4 button panel | 4 | 2 | FALSE |  | 2 |  |  | FALSE | 0 0 0
287 | HDL-MP203.2825 | SB-WS3M | 3 button multi-functional panel (with infrared control) | 3 | 2 | FALSE |  | 2 |  |  | FALSE | 4 1 3
288 | HDL-MP101A.38 | SB-WS1M | 1 button multi-functional panel (with infrared control) | 1 | 2 | FALSE |  | 2 |  |  | FALSE | 4 1 1
289 | HDL-MP104.48 | SB-WS4M | 4 button multi-functional panel (with infrared control) | 4 | 2 | FALSE |  | 2 |  |  | FALSE | 4 1 4
290 | HDL-MP108.48 | SB-WS8M | 8 button multi-functional panel (with infrared control) | 8 | 2 | FALSE |  | 2 |  |  | FALSE | 4 1 8
291 | HDL-MPN90 | SB-MPN90 | 9*10 button multi-functional panel | 10 | 2 | FALSE |  | 2 |  |  | FALSE | 0 0 0
292 | HDL-MP102A.38 | SB-WS2M | 2 button multi-functional panel (with infrared control) | 2 | 2 | FALSE | V3.0 - V3.04 | 2 |  |  | FALSE | 4 1 2
293 | HDL-MP102.38 | SB-WS2M | 2 button multi-functional panel (with infrared control) | 2 | 2 | FALSE | V3.0 - V3.04 | 2 |  |  | FALSE | 4 1 2
294 | HDL-MP103A.38 | SB-WS3M | 3 button multi-functional panel (with infrared control) | 3 | 2 | FALSE | V3.0 - V3.04 | 2 |  |  | FALSE | 4 1 3
295 | HDL-MP104.38 | SB-WS4M | 4 button multi-functional panel (with infrared control) | 4 | 2 | FALSE | V3.0 - V3.04 | 2 |  |  | FALSE | 4 1 4
296 | HDL-MP5RM-CD | SB-WS5M | 5 button multi-functional panel (with infrared control) | 5 | 2 | FALSE | V3.0 - V3.04 | 2 |  |  | FALSE | 4 1 5
297 | HDL-MP106.38 | SB-WS6M | 6 button multi-functional panel (with infrared control) | 6 | 2 | FALSE | V3.0 - V3.04 | 2 |  |  | FALSE | 4 1 6
298 | HDL-MP104.48 | SB-WS4M | 4 button multi-functional panel (with infrared control) | 4 | 2 | FALSE |  | 13 |  | 200311200789_482507.jpg | FALSE | 4 1 4
299 | HDL-MP108.48 | SB-WS8M | 8 button multi-functional panel (with infrared control) | 8 | 2 | FALSE |  | 13 |  | 200311200789_482507.jpg | FALSE | 4 1 8
300 | HDL-MIR01 | SB-IR-EM | Infrared signal emission,remote receiving module | 0 | 13 | FALSE |  | 13 |  | 200311200789_482507.jpg | FALSE | 0 0 0
301 | HDL-MIR01 | SB-IR-EM | Infrared signal emission,remote receiving module | 0 | 13 | FALSE |  | 13 |  | 200311200789_482507.jpg | FALSE | 0 0 0
302 | HDL-MIR01F.20 | SB-IR-EM | Infrared signal emission,remote receiving module | 0 | 13 | FALSE |  | 13 |  | 200311200789_482507.jpg | FALSE | 0 0 0
303 | HDL-MIR01 | SB-IR-EM | Infrared signal emission,remote receiving module | 0 | 13 | FALSE |  | 13 |  |  | FALSE | 0 0 0
304 | HDL-MIR01 | SB-IR-EM | Infrared signal emission,remote receiving module | 0 | 13 | FALSE |  | 13 |  | 200311200789_482507.jpg | FALSE | 0 0 0
305 | HDL-MS08M.2C | SB-CMS-8in1 | eight sensors in one | 32 | 13 | FALSE |  | 30 |  |  | FALSE | 5 100 8
306 | HDL-MIR01F.20 | SB-IR-EM | Infrared signal emission,remote receiving module | 0 | 13 | FALSE |  | 30 |  | 1247807341423.jpg | FALSE | 0 0 0
307 | HDL-MAS09.2C | SB-CMS-9in1 | Six Sensors | 9 | 30 | FALSE |  | 13 |  |  | FALSE | 5 100 9
308 | HDL-MS12.2C | HDL-MS12.2C(SB-CMS-12in1) | 12 in 1 multi function sensor | 8 | 30 | FALSE |  | 30 |  |  | FALSE | 5 100 12
309 | HDL-MS08M.2C | SB-CMS-8in1 | eight sensors in one | 32 | 13 | FALSE |  | 30 |  |  | FALSE | 5 100 8
310 | HDL-MASTH.2C | HDL-MASTH.2C(SB-CMS-THL) | Ceiling Mount Temp. Humidity & LUX Sensor | 7 | 30 | FALSE |  | 30 |  |  | FALSE | 5 100 3
311 | HDL-MASLA.2C | HDL-MASLA.2C(SB-CMS-LA) | Ceiliing Mount Lux & Air Quality Sensor | 7 | 30 | FALSE |  | 13 |  | 200311200789_482507.jpg | FALSE | 5 100 2
312 | HDL-MHS110.3C | SB-CMS-PIR | PIR,temp & lux sensor | 7 | 30 | FALSE |  | 30 |  |  | FALSE | 5 100 3 | SH201BS
313 | HDL-MIR01F.20 | SB-IR-EM | Infrared signal emission,remote receiving module | 0 | 13 | FALSE |  | 13 |  |  | FALSE | 5 100 8
314 | HDL-MS08Mn.2C | SB-CMS-8in1 | Eight sensors in one | 32 | 30 | FALSE |  | 30 | 00642F |  | FALSE | 5 100 8
315 | HDL-MS08M.2C | SB-CMS-8in1 | Eight sensors in one | 32 | 13 | FALSE |  | 30 |  |  | FALSE | 5 100 8
316 | HDL-MS08Mn01.2C | SB-CMS-8in1 | Eight sensors in one | 32 | 30 | FALSE |  | 13 | 00642F |  | FALSE | 5 100 4
317 | HDL-MSPU05.48 | HDL-MSPU05.48 | Wall mount ultrasonic & PIR sensor | 7 | 30 | FALSE |  | 13 |  | 200311200789_482507.jpg | FALSE | 5 100 8
318 | HDL-MS08M.2C | SB-CMS-8in1 | Eight sensors in one | 32 | 13 | FALSE |  | 13 |  | 200311200789_482507.jpg | FALSE | 5 100 12
319 | HDL-MIR01F.20 | SB-IR-EM | Smart IR transmitter with Current detection | 0 | 13 | FALSE | V3.0 - V3.01 | 30 |  | 1247807341423.jpg | FALSE | 0 0 0
320 | HDL-MIR04F.20 | HDL-MIR04F.20 | 4ch IR emitter with Current detection | 0 | 13 | FALSE | V4.0 - V4.01 | 30 |  |  | FALSE | 0 0 0 | SH69.3332BI
321 | HDL-MS12.2C | HDL-MS12.2C(SB-CMS-12in1) | 12 in 1 multi function sensor | 8 | 30 | FALSE | V2.0 | 30 |  |  | FALSE | 5 100 8
322 | HDL-MS08Mn.2C | SB-CMS-8in1 | Eight sensors in one | 32 | 30 | FALSE | V2.0 | 30 | 00642F |  | FALSE | 5 100 2
323 | HDL-MSP02.4C | HDL-MSP02.4C | Ceiling mount PIR sensor | 7 | 30 | FALSE |  | M0516LAN |  |  | FALSE | 5 100 3 | SH201BS
324 | HDL-MSPU03.4C | HDL-MSPU03.4C | Ceiling mount ultrasonic sensor | 7 | 30 | FALSE |  | M0516LAN |  |  | FALSE | 5 100 3
325 | HDL-MRF16.4C | HDL-MRF16.4C | Wireless receiver | 8 | 22 | FALSE |  | 16 |  |  | FALSE | 0 0 0
326 | HDL-MSPU03.4C | HDL-MSPU03.4C | Ceiling mount ultrasonic sensor | 7 | 0 | FALSE | V4.01 |  |  |  | FALSE | 5 100 2
327 | HDL-MSP02.4C | HDL-MSP02.4C | Ceiling mount PIR sensor | 7 | 0 | FALSE | V4.01 |  |  |  | FALSE | 5 100 8 | SH201BS
328 | HDL-MSP07M.4C | HDL-MSP07M.4C | PIR,temp & lux sensor | 7 | 0 | FALSE | V4.01 | M0516LAN |  |  | FALSE | 5 100 3
329 | HDL-MSP08M.4C | HDL-MSP08M.4C | Eight sensors in one | 32 | 0 | FALSE | V4.01 | M0516LAN |  |  | FALSE | 5 100 3
330 | HDL-MSOUT.4W | HDL-MSOUT.4W | Microwave sensor | 7 | 0 | FALSE | V4.01 | M0516LAN |  |  | FALSE | 5 100 2
331 | HDL-MSW01.4C | HDL-MSW01.4C | Wind,rain & lux sensor | 7 | 30 | FALSE | V4.0 | M0516LAN | MSP2 |  | FALSE | 5 100 1 | SH201BS
332 | HDL-MSW01.4C | HDL-MSW01.4C | Ceiling mount sensor | 7 | 30 | FALSE | V4.0 |  |  |  | FALSE | 5 100 1 | SH201BS
333 | HDL-MSW01.4C | HDL-MSW01.4C | Ceiling mount wave sensor | 7 | 30 | FALSE | V4.0 |  |  |  | FALSE | 5 100 1 | SH201BS
334 | HDL-MSP02.4C | HDL-MSP02.4C | Ceiling mount PIR sensor | 7 | 0 | FALSE | V4.01 |  |  |  | FALSE | 5 100 8 | SH201BS
335 | HDL-MSPU03.4C | HDL-MSPU03.4C | Ceiling mount ultrasonic sensor | 7 | 0 | FALSE | V4.01 |  |  |  | FALSE | 5 100 2
336 | HDL-MSP07M.4C | HDL-MSP07M.4C | PIR,temp & lux sensor | 7 | 0 | FALSE | V4.01 | M0516LAN |  |  | FALSE | 5 100 3
337 | HDL-MSP08M.4C | HDL-MSP08M.4C | Eight sensors in one | 32 | 0 | FALSE | V4.01 | M0516LAN |  |  | FALSE | 5 100 3
338 | HDL-MSP02.4C | HDL-MSP02.4C | Ceiling mount PIR sensor | 7 | 0 | FALSE | V4.01 |  |  |  | FALSE | 5 100 8 | SH201BS
340 | HDL-MSP08M.4C | HDL-MSP08M.4C | Eight sensors in one | 32 | 0 | FALSE | V4.01 | M0516LAN |  |  | FALSE | 5 100 3
341 | HDL-MSP02.4C | HDL-MSP02.4C | Ceiling mount PIR sensor | 7 | 0 | FALSE | V4.01 |  |  |  | FALSE | 5 100 8 | SH201BS
342 | HDL-MSPU03.4C | HDL-MSPU03.4C | Ceiling mount ultrasonic sensor | 7 | 0 | FALSE | V4.01 |  |  |  | FALSE | 5 100 2
343 | HDL-MSP02.4C | HDL-MSP02.4C | Ceiling mount PIR sensor | 7 | 0 | FALSE | V4.01 |  |  |  | FALSE | 5 100 8 | SH201BS
344 | HDL-MSPU03.4C | HDL-MSPU03.4C | Ceiling mount ultrasonic sensor | 7 | 0 | FALSE | V4.01 |  |  |  | FALSE | 5 100 2
345 | HDL-MSW01.4C | HDL-MSW01.4C | Ceiling mount wave sensor | 7 | 30 | FALSE | V4.0 |  |  |  | FALSE | 5 100 1 | SH201BS
346 | HDL-Airkit mini | HDL-Airkit mini | Airkit mini Air Quality Sensor | 7 | 30 | FALSE |  | 13 |  | 200311200789_482507.jpg | FALSE | 5 100 2
347 | HDL-Airkit mini | HDL-Airkit mini | Airkit mini Air Quality Sensor | 7 | 30 | FALSE |  | 13 |  | 200311200789_482507.jpg | FALSE | 5 100 2
351 | HDL-MS04 | SB-DRY-4Z | 4 zone dry contact module | 4 | 16 | FALSE |  | 16 |  |  | FALSE | 4 0 4
352 | HDL-MS24.232 | HDL-MS24.232(SB-DN-DRY-24Z) | 24 zone dry contact module | 24 | 16 | FALSE |  | 16 |  |  | FALSE | 4 0 24
353 | HDL-MS24.232 | HDL-MS24.232(SB-DN-DRY-24Z) | 24 zone dry contact module | 24 | 16 | FALSE |  | 16 |  |  | FALSE | 4 0 24
354 | HDL-MS04 | SB-DRY-4Z | 4 zone dry contact module | 4 | 16 | FALSE |  | 16 |  |  | FALSE | 4 0 4
355 | HDL-MSD04.40 | HDL-MSD04.40 | 4 zone dry contact module | 4 | 16 | FALSE | V4.0 - V 4.01 | 00925A | SD1 |  | FALSE | 4 0 4
356 | HDL-MS04 | SB-DRY-4Z | 4 zone dry contact module | 4 | 16 | FALSE | V4.0 - V4.01 | 21 |  | AirCondition.jpg | FALSE | 4 0 4
357 | HDL-MSD08.40 | HDL-MSD08.40 | 8 zone dry contact module | 8 | 16 | FALSE | V4.0 - V 4.01 | 00948 | SD2 |  | FALSE | 4 0 8
358 | HDL-MS24.232 | HDL-MS24.232(SB-DN-DRY-24Z) | 24 zone dry contact module | 24 | 16 | FALSE | V4.0 - V 4.01 | 6 |  |  | FALSE | 4 0 24
359 | HDL-MS28 | HDL-MS28 | Sensor input module | 28 | 0 | FALSE | V4.01 |  |  |  | FALSE | 4 0 28
360 | HDL-MS38IO.433 | HDL-MS38IO.433 | 38 zone dry contact module | 38 | 0 | FALSE | V4.01 |  |  |  | FALSE | 4 0 38
361 | HDL-MSD04.40 | HDL-MSD04.40 | 4 zone dry contact module | 4 | 16 | FALSE | V4.0 | 00925A | SD1 |  | FALSE | 0 0 0
362 | HDL-MSD08.40 | HDL-MSD08.40 | 8 zone dry contact module | 8 | 16 | FALSE | V4.0 | 00925A | SD1 |  | FALSE | 0 0 0
363 | HDL-MSC06.432 | HDL-MSC06.432 | 6 channels input and output module | 6 | 16 | FALSE | V4.0 |  |  |  | FALSE | 0 0 0
364 | HDL-MS38IO.433 | HDL-MS38IO.433 | 38 zone dry contact module | 38 | 16 | FALSE | V4.0 |  |  |  | FALSE | 0 0 0
365 | HDL-MSD04T.40 | HDL-MSD04T.40 | 4 zone dry contact module with temp. sensor | 4 | 16 | FALSE | V4.0 |  | SD2 |  | FALSE | 0 0 0 | SH1510004BG
366 | HDL-MSD04.40 | HDL-MSD04.40 | 4 zone dry contact module | 4 | 16 | FALSE | V4.0 | 00925A | SD1 |  | FALSE | 0 0 0
367 | HDL-MSD08.40 | HDL-MSD08.40 | 8 zone dry contact module | 8 | 16 | FALSE | V4.0 | 00925A | SD1 |  | FALSE | 0 0 0
368 | HDL-MHS51.231 | HDL-MHS51.231 | 51 zone dry contact module | 51 | 16 | FALSE | V4.0 | 00925A | SD1 |  | FALSE | 0 0 0
369 | HDL-MS38IO.433 | HDL-MS38IO.433 | 38 zone dry contact module | 38 | 16 | FALSE | V4.0 |  |  |  | FALSE | 0 0 0
370 | HDL-MS24.232 | HDL-MS24.232 | 24 zone dry contact module | 24 | 16 | FALSE | V4.0 - V 4.01 | 6 |  |  | FALSE | 4 0 24
371 | HDL-MSD04T.40 | HDL-MSD04T.40 | 4 zone dry contact module with temp. sensor | 4 | 21 | FALSE | V2.0 | MEGA16A |  |  | FALSE | 5 2 4 | SH1510004BG
372 | HDL-MSP02.4C | HDL-MSP02.4C | Ceilingmount PIR sensor | 7 | 0 | FALSE | V4.01 |  |  |  | FALSE | 5 100 8 | SH201BS
373 | HDL-MSC06.432 | HDL-MSC06.432 | 6 channels input and output module | 6 | 16 | FALSE | V4.0 |  |  |  | FALSE | 0 0 0
374 | HDL-MSD04T.40 | HDL-MSD04T.40 | 4 zone dry contact module with temp. sensor | 4 | 21 | FALSE | V2.0 | MEGA16A |  |  | FALSE | 5 2 4 | SH1510004BG
375 | HDL-MSP08M.4C | HDL-MSP08M.4C | Eight sensors in one | 32 | 0 | FALSE | V4.01 | M0516LAN |  |  | FALSE | 5 100 3
376 | HDL-MSD08.40 | HDL-MSD08.40 | 8 zone dry contact module | 8 | 16 | FALSE | V4.0 | 00925A | SD1 |  | FALSE | 0 0 0
377 | HDL-MSP08M.4CT | HDL-MSP08M.4CT | Eight sensors in one | 32 | 0 | FALSE | V1.1 |  |  |  | FALSE
378 | HDL-MSD04T.40 | HDL-MSD04T.40 | 4 zone dry contact module with temp. sensor | 4 | 21 | FALSE | V2.0 | MEGA16A |  |  | FALSE | 5 2 4 | SH1510004BG
379 | HDL-MS24.232 | HDL-MS24.232 | 24 zone dry contact module | 24 | 16 | FALSE | V4.0 - V 4.01 | 6 |  |  | FALSE | 4 0 24
380 | HDL-MSD08.40 | HDL-MSD08.40 | 8 zone dry contact module | 8 | 16 | FALSE | V4.0 | 00925A | SD1 |  | FALSE | 0 0 0
381 | HDL-MSD04T.40 | HDL-MSD04T.40 | 4 zone dry contact module with temp. sensor | 4 | 21 | FALSE | V2.0 | MEGA16A |  |  | FALSE | 5 2 4 | SH1510004BG
382 | HDL- MSD04TA.40 | HDL- MSD04TA.40 | 4 zone dry contact module with temp. sensor | 4 | 21 | FALSE | V2.0 | MEGA16A |  |  | FALSE | 5 2 4 | SH1510004BG
383 | HDL-MSD08A.40 | HDL-MSD08A.40 | 8 zone dry contact module | 8 | 16 | FALSE | V4.0 | 00925A | SD1 |  | FALSE | 0 0 0
384 | HDL-MSD06.40 | HDL-MSD06.40 | 6 zone dry contact module with temp. sensor | 6 | 21 | FALSE | V2.0 | MEGA16A |  |  | FALSE | 5 2 4 | SH1510004BG
385 | HDL- MSD04T.40 | HDL- MSD04T.40 | 4 zone dry contact module with temp. sensor | 4 | 21 | FALSE | V2.0 | MEGA16A |  |  | FALSE | 5 2 4 | SH1510004BG
386 | HDL-MSP02.4C-A | HDL-MSP02.4C-A | Ceilingmount PIR sensor | 7 | 0 | FALSE | V4.01 |  |  |  | FALSE | 5 100 8 | SH201BS
387 | HDL-MSD04T.40 | HDL-MSD04T.40 | 4 zone dry contact module with temp. sensor | 4 | 21 | FALSE | V2.0 | MEGA16A |  |  | FALSE | 5 2 4 | SH1510004BG
400 | HDL-MAIR01 | SB-MAIR01 | Air-condition controller | 0 | 21 | FALSE |  | 6 |  |  | FALSE | 0 0 0
423 | HDL-MR0416C.431 | HDL-MR0416C.431 | 4 channels 16A relay | 4 | 6 | FALSE |  | 6 | HW00018 |  | FALSE | 1 1 4
424 | HDL-MR0416.231 | SB-DN-R0416 | 4ch 16A intelligent relay module | 4 | 6 | FALSE | V2.0 | 6 |  |  | FALSE | 1 1 4
425 | HDL-MR0616-B | SB-DN-R0616 | 6 channels 16A relay | 6 | 6 | FALSE |  | 6 |  |  | FALSE | 1 1 6
426 | HDL-MR0616.232 | SB-DN-R0616 | 6ch 16A intelligent relay module | 6 | 6 | FALSE |  | 6 |  |  | FALSE | 1 1 6
427 | HDL-MR0816C.232 | SB-DN-R0816 | 8 channels 16A intelligent relay module | 8 | 6 | FALSE | V2.0 | 6 |  | spot off 2.bmp | FALSE | 1 1 8
428 | HDL-MR0816.232 | SB-DN-R0816 | 8ch 16A intelligent relay relay module | 8 | 6 | FALSE | V2.0 | 6 |  |  | FALSE | 1 1 8
429 | HDL-MR1220-A | SB-DN-R1220 | 12 channels 20A relay | 12 | 6 | FALSE | V2.0 | 6 |  | d45d70e2f62e4856e7f20c95a1290404.jpg | FALSE | 1 1 12
430 | HDL-MR1216.233 | SB-DN-R1216 | 12 channels 16A relay | 12 | 6 | FALSE | V2.0 | 6 |  |  | FALSE | 1 1 12
431 | HDL-MR1205-A | SB-DN-R1205 | 12 channels 5A relay | 12 | 6 | FALSE |  | 6 |  |  | FALSE | 1 1 12
432 | HDL-MR2420-A | SB-DN-R2420 | 24 channels 20A relay | 24 | 6 | FALSE |  | 6 |  |  | FALSE | 1 1 24
433 | HDL-MR0416C.431 | HDL-MR0416C.431 | 4 channels 16A relay | 4 | 6 | FALSE |  | 6 | HW00018 |  | FALSE | 1 1 4
434 | HDL-MR0420-A | SB-DN-R0420 | 4 channels 20A relay | 4 | 6 | FALSE |  | 6 |  |  | FALSE | 1 1 4
435 | HDL-MR0410.231 | SB-DN-R0410 | 4 channels 10A relay | 4 | 6 | FALSE |  | 6 |  |  | FALSE | 1 1 4
436 | HDL-MR0810.232 | SB-DN-R0810 | 8 channels 10A relay | 8 | 6 | FALSE |  | 6 |  |  | FALSE | 1 1 8
437 | HDL-MR0425.231 | SB-DN-R0425 | 4ch 25A intelligent relay module | 4 | 6 | FALSE |  | 6 |  |  | FALSE | 1 1 4
438 | HDL-MR0410.331 | SB-DN-R0410-III | 4 channels 10A relay | 4 | 6 | FALSE | V3.0 | 6 |  |  | FALSE | 1 1 4
439 | HDL-MR0810.332 | SB-DN-R0810-III | 8 channels 10A relay | 8 | 6 | FALSE | V3.0 | 6 |  |  | FALSE | 1 1 8
440 | HDL-MR1210.333 | SB-DN-R1210-III | 12 channels 10A relay | 12 | 6 | FALSE | V3.0 | 6 |  |  | FALSE | 1 1 12
441 | HDL-MR0410.331 | SB-DN-R0410-III | 4 channels 10A relay III | 4 | 6 | FALSE | V3.0 | 6 |  |  | FALSE | 1 1 4
442 | HDL-MR0810.332 | SB-DN-R0810-III | 8 channels 10A relay III | 8 | 6 | FALSE | V3.0 | 6 |  |  | FALSE | 1 1 8
443 | HDL-MR1210.333 | SB-DN-R1210-III | 12 channels 10A relay III | 12 | 6 | FALSE |  | 6 |  |  | FALSE | 1 1 12
444 | HDL-MR0416.431 | HDL-MR0416.431 | 4 channels 16A relay IV | 4 | 6 | FALSE | V4.03 - V4.06 | 00665B | HW00017 |  | FALSE | 1 1 4
445 | HDL-MR0816.432 | HDL-MR0816.432 | 8 channels 16A relay IV | 8 | 6 | FALSE | V4.03 - V4.06 | 00665B | HW00019 |  | FALSE | 1 1 8
446 | HDL-MR1216.433 | HDL-MR1216.433 | 12 channels 16A relay IV | 12 | 6 | FALSE | V4.03 - V4.06 | 00665B | HW00020 |  | FALSE | 1 1 12
447 | HDL-MR0410.431 | HDL-MR0410.431 | 4 channels 10A relay IV | 4 | 6 | FALSE | V4.03 - V4.06 | 01069 | HW00013 |  | FALSE | 1 1 4
448 | HDL-MR0810.432 | HDL-MR0810.432 | 8 channels 10A relay IV | 8 | 6 | FALSE | V4.03 - V4.06 | 01069 | HW00014 |  | FALSE | 1 1 8
449 | HDL-MR1210.433 | HDL-MR1210.433 | 12 channels 10A relay IV | 12 | 6 | FALSE | V4.03 - V4.06 | 01069 | HW00015 | 161.jpg | FALSE | 1 1 12
450 | HDL-MR1616.434 | HDL-MR1616.434 | 16 channels 16A relay IV | 16 | 6 | FALSE | V4.03 - V4.06 | 00665B | HW00021 |  | FALSE | 1 1 16
451 | HDL-MR1610.433 | HDL-MR1610.433 | 16 channels 10A relay IV | 16 | 0 | FALSE | V4.01 | 01069 | HW00016 |  | FALSE | 1 1 16
452 | 伊朗使用设备类型 | 伊朗使用设备类型 | 伊朗使用设备类型lamp | 6 | 1 | FALSE | V1.0 |  |  |  | FALSE | 0 0 0
453 | 伊朗使用设备类型2 | 伊朗使用设备类型 | 伊朗使用设备类型lamp | 6 | 1 | FALSE | V1.0 |  |  |  | FALSE | 0 0 0
454 | HDL-MPPI3R.48 | HDL-MPPI3R.48 | 3ch Relay power interface | 3 | 1 | FALSE | V4.0 |  |  |  | FALSE | 1 1 12
455 | HDL-MRDA0610.432 | HDL-MRDA0610.432 | 6 channels,0-10V output,dimmable scene controller of fluorescent lamp | 6 | 1 | FALSE | V4.0 |  |  |  | FALSE | 1 1 16 | SH1250610BG
456 | HDL-MR0810.332 | SB-DN-R0810-III | 8 channels 10A relay | 8 | 6 | FALSE | V4.0 |  |  |  | FALSE | 1 0 6
457 | HDL-MPPI3R.48 | HDL-MPPI3R.48 | 3ch relay power interface | 3 | 1 | FALSE | V4.0 |  |  |  | FALSE | 1 7 18
458 | HDL-MR0416C.431 | HDL-MR0416C.431 | 4 channels 16A relay | 4 | 6 | FALSE |  | 6 | HW00018 |  | FALSE | 1 1 4
459 | HDL-MR0416.431 | HDL-MR0416.431 | 4 channels 16A relay IV | 4 | 6 | FALSE | V4.03 - V4.06 | 00665B | HW00017 |  | FALSE | 1 1 4
460 | HDL-MR0816.432 | HDL-MR0816.432 | 8 channels 16A relay IV | 8 | 6 | FALSE | V4.03 - V4.06 | 00665B | HW00019 |  | FALSE | 1 1 8
461 | HDL-MR1216.433 | HDL-MR1216.433 | 12 channels 16A relay IV | 12 | 6 | FALSE | V4.03 - V4.06 | 00665B | HW00020 |  | FALSE | 1 1 12
462 | HDL-MR0410.431 | HDL-MR0410.431 | 4 channels 10A relay IV | 4 | 6 | FALSE | V4.03 - V4.06 | 01069 | HW00013 |  | FALSE | 1 1 4
463 | HDL-MR0810.432 | HDL-MR0810.432 | 8 channels 10A relay IV | 8 | 6 | FALSE | V4.03 - V4.06 | 01069 | HW00014 |  | FALSE | 1 1 8
464 | HDL-MR1210.433 | HDL-MR1210.433 | 12 channels 10A relay IV | 12 | 6 | FALSE | V4.03 - V4.06 |  | HW00015 | 161.jpg | FALSE | 1 1 12
465 | HDL-MR1616.434 | HDL-MR1616.434 | 16 channels 16A relay IV | 16 | 6 | FALSE | V4.03 - V4.06 |  | HW00021 |  | FALSE | 1 1 16
466 | HDL-MR1610.433 | HDL-MR1610.433 | 16 channels 10A relay IV | 16 | 0 | FALSE | V4.01 |  | HW00016 |  | FALSE | 1 1 16
467 | HDL-MPPI3R.48 | HDL-MPPI3R.48 | 3ch relay power interface | 3 | 1 | FALSE | V4.0 |  |  |  | FALSE | 1 7 18
468 | HDL-MRDA0610.432 | HDL-MRDA0610.432 | 6 channels,0-10V output,dimmable scene controller of fluorescent lamp | 6 | 1 | FALSE | V4.0 |  |  |  | FALSE | 1 1 16 | SH1250610BG
469 | HDL-MPPI4R/Titan.48 | HDL-MPPI4R/Titan.48 | Titan/4ch relay base | 4 | 1 | FALSE | V4.0 |  |  |  | FALSE | 1 7 18
470 | HDL-MRDA0610.432 | HDL-MRDA0610.432 | 6 channels,0-10V output,dimmable scene controller of fluorescent lamp | 6 | 1 | FALSE | V4.3 - V4.6 | 00836C | HW00010 | fruit.bmp | FALSE | 1 0 6 | SH1250610BG
471 | HDL-MR1210.433 | HDL-MR1210.433 | 12 channels 10A relay IV | 12 | 6 | FALSE | V4.03 - V4.06 | 01069 | HW00015 | 161.jpg | FALSE | 1 1 12
472 | HDL-MR1216.433 | HDL-MR1216.433 | 12 channels 16A relay IV | 12 | 6 | FALSE | V4.03 - V4.06 | 00665B | HW00020 |  | FALSE | 1 1 12
473 | HDL-MR0410.431 | HDL-MR0410.431 | 4 channels 10A relay IV | 4 | 6 | FALSE | V4.03 - V4.06 | 01069 | HW00013 |  | FALSE | 1 1 4
474 | HDL-MR0810.432 | HDL-MR0810.432 | 8 channels 10A relay IV | 8 | 6 | FALSE | V4.03 - V4.06 | 01069 | HW00014 |  | FALSE | 1 1 8
475 | HDL-MR1210.433 | HDL-MR1210.433 | 12 channels 10A relay IV | 12 | 6 | FALSE | V4.03 - V4.06 | 01069 | HW00015 | 161.jpg | FALSE | 1 1 12
476 | HDL-MR0416C.431 | HDL-MR0416C.431 | 4 channels 16A relay | 4 | 6 | FALSE |  | 6 | HW00018 |  | FALSE | 1 1 4
477 | HDL-MR0816C.232 | SB-DN-R0816 | 8 channels 16A intelligent relay module | 8 | 6 | FALSE | V2.0 | 6 |  | spot off 2.bmp | FALSE | 1 1 8
478 | HDL-MR0416.431 | HDL-MR0416.431 | 4 channels 16A relay IV | 4 | 6 | FALSE | V4.03 - V4.06 | 00665B | HW00017 |  | FALSE | 1 1 4
479 | HDL-MR0816.432 | HDL-MR0816.432 | 8 channels 16A relay IV | 8 | 6 | FALSE | V4.03 - V4.06 | 00665B | HW00019 |  | FALSE | 1 1 8
480 | HDL-MR1216.433 | HDL-MR1216.433 | 12 channels 16A relay IV | 12 | 6 | FALSE | V4.03 - V4.06 | 00665B | HW00020 |  | FALSE | 1 1 12
481 | HDL-MR0410.431 | HDL-MR0410.431 | 4 channels 10A relay IV | 4 | 6 | FALSE | V4.03 - V4.06 | 01069 | HW00013 |  | FALSE | 1 1 4
482 | HDL-MR0810.432 | HDL-MR0810.432 | 8 channels 10A relay IV | 8 | 6 | FALSE | V4.03 - V4.06 | 01069 | HW00014 |  | FALSE | 1 1 8
483 | HDL-MR1210.433 | HDL-MR1210.433 | 12 channels 10A relay IV | 12 | 6 | FALSE | V4.03 - V4.06 | 01069 | HW00015 | 161.jpg | FALSE | 1 1 12
484 | HDL-MPR0410.40 | HDL-MPR0410.40 | 4ch 10A flush-mounted switching actuator | 4 | 1 | FALSE | V4.0 |  |  |  | FALSE | 1 7 18
485 | HDL-MR1220C.433 | HDL-MR1220C.433 | 12 channels 20A relay IV | 12 | 6 | FALSE | V4.03 - V4.06 | 00665B | HW00020 |  | FALSE | 1 1 12
486 | HDL-MR0816.432 | HDL-MR0816.432 | 8 channels 16A relay IV[GD] | 8 | 6 | TRUE | V4.03 - V4.06 | 001759 | GD32f103RCT |  | FALSE | 1 1 8
487 | HDL-MR0416D.431 | HDL-MR0416D.431 | 4 channels 16A relay IV | 4 | 6 | TRUE | V4.03 - V4.06 | 001759 | GD32f103RCT |  | FALSE | 1 1 8
488 | HDL-MR0816D.432 | HDL-MR0816D.432 | 8 channels 16A relay IV | 8 | 6 | TRUE | V4.03 - V4.06 | 001759 | GD32f103RCT |  | FALSE | 1 1 8
489 | HDL-MR1216D.433 | HDL-MR1216D.433 | 12 channels 16A relay IV | 12 | 6 | TRUE | V4.03 - V4.06 | 001759 | GD32f103RCT |  | FALSE | 1 1 8
490 | HDL-MPR0310.40 | HDL-MPR0310.40 | 3CH 10A Flush-mounted Switching Actuator | 3 | 1 | FALSE | V4.0 |  |  |  | FALSE | 1 7 18
491 | HDL-MPR0116-E.40 | HDL-MPR0116-E.40 | 1CH 16A Flush-mounted Switching Actuator（EU） | 1 | 1 | FALSE | V4.0 |  |  |  | FALSE | 1 7 18
492 | HDL-MPR0210-E.40 | HDL-MPR0210-E.40 | 2CH 10A Flush-mounted Switching Actuator（EU） | 2 | 1 | FALSE | V4.0 |  |  |  | FALSE | 1 7 18
493 | HDL-MPD0101-E.40 | HDL-MPD0101-E.40 | 1CH 1A Flush-mounted Dimming Actuator（EU） | 1 | 1 | FALSE | V4.0 |  |  |  | FALSE | 1 7 18
494 | HDL-MPR0410.40 | HDL-MPR0410.40 | 4ch 10A flush-mounted switching actuator | 4 | 1 | FALSE | V4.0 |  |  |  | FALSE | 1 7 18
495 | HDL-MR0816D.432 | HDL-MR0816D.432 | 8 channels 16A relay IV | 8 | 6 | TRUE | V4.03 - V4.06 | 001759 | GD32f103RCT |  | FALSE | 1 1 8
498 | HDL-MR0810.432 | HDL-MR0810.432 | 8 channels 10A relay IV | 8 | 6 | FALSE | V4.03 - V4.06 | 01069 | HW00014 |  | FALSE | 1 1 8
499 | HDL-MPPI4R/Titan.48 | HDL-MPPI4R/Titan.48 | Titan/2 ch curtain base | 4 | 1 | FALSE | V4.0 |  |  |  | FALSE | 1 7 18
500 | HDL-MTS7000 | SB-WL-TL7 | 7" color touch screen | 0 | 18 | FALSE |  | 1 |  |  | FALSE | 1 6 13
501 | HDL-MDRC0302.231 | HDL-MDRC0302.231 | 3 channels 2 A relay | 3 | 6 | FALSE | V4.03 - V4.06 | 01069 | HW00014 |  | FALSE | 1 1 8
502 | HDL-MR0416C.431 | HDL-MR0416C.431 | 4 channels 16A relay | 4 | 6 | FALSE |  | 6 | HW00018 |  | FALSE | 1 1 4
503 | HDL-MR0816C.431 | HDL-MR0816C.431 | 8 channels 16A relay | 8 | 6 | FALSE |  | 6 | HW00018 |  | FALSE | 1 1 4
504 | HDL-MR1216C.431 | HDL-MR1216C.431 | 12 channels 16A relay | 12 | 6 | FALSE |  | 6 | HW00018 |  | FALSE | 1 1 4
505 | HDL-MR0420C.433 | HDL-MR0420C.433 | 4 channels 20A relay IV | 4 | 6 | FALSE | V4.03 - V4.06 | 00665B | HW00020 |  | FALSE | 1 1 12
506 | HDL-MR0820C.433 | HDL-MR0820C.433 | 8 channels 20A relay IV | 8 | 6 | FALSE | V4.03 - V4.06 | 00665B | HW00020 |  | FALSE | 1 1 12
507 | HDL-MSCO6.432 | HDL-MSCO6.432 | 6 channels relay with dry contact | 6 | 6 | FALSE | V4.03 - V4.06 |  |  |  | FALSE
508 | HDL-MPR0210-S.40 | HDL-MPR0210-S.40 | Power Interface- With 2CH 10A Relay | 2 | 1 | FALSE | V1.0 |  |  |  | FALSE
509 | HDL-MPR0310-S.40 | HDL-MPR0310-S.40 | Power Interface- With 3CH 10A Relay | 3 | 1 | FALSE | V1.0 |  |  |  | FALSE
510 | HDL-MPR0210/TILE.48 | HDL-MPR0210/TILE.48 | Tile Series Power Interface-With 2CH 10A Relay | 2 | 1 | FALSE | V1.0 |  |  |  | FALSE
511 | HDL-MPR0310/TILE.48 | HDL-MPR0310/TILE.48 | Tile Series Power Interface-With 3CH 10A Relay | 3 | 1 | FALSE | V1.0 |  |  |  | FALSE
512 | HDL-MR1216C.433 | HDL-MR1216C.433 | 12 channels 16A relay IV | 12 | 6 | FALSE | V4.03 - V4.06 | 00665B | HW00020 |  | FALSE | 1 1 12
513 | HDL-MR0410A.431 | HDL-MR0410A.431 | 4 channels 10A relay IV | 4 | 6 | FALSE | V4.03 - V4.06 | 01069 | HW00013 |  | FALSE | 1 1 4
514 | HDL-MR0810A.432 | HDL-MR0810A.432 | 8 channels 10A relay IV | 8 | 6 | FALSE | V4.03 - V4.06 | 01069 | HW00014 |  | FALSE | 1 1 8
515 | HDL-MR1210A.433 | HDL-MR1210A.433 | 12 channels 10A relay IV | 12 | 6 | FALSE | V4.03 - V4.06 | 01069 | HW00015 | 161.jpg | FALSE | 1 1 12
516 | HDL-MPR0310.40 | HDL-MPR0310.40 | 3CH 10A Flush-mounted Switching Actuator | 3 | 1 | FALSE | V4.0 |  |  |  | FALSE | 1 7 18
596 | HDL-MH12 | HDL-MH12 | Hotel room control module | 18 | 0 | FALSE | V4.01 |  |  |  | FALSE | 0 0 0 | SH5202BG
597 | HDL-HMIX13 | HDL-HMIX13 | Hotel room control module | 13 | 1 | FALSE |  | 1 |  |  | FALSE | 0 0 0
598 | HDL-MD08DSI.232 | HDL-MD08DSI.232 | 8ch DSI controller | 8 | 1 | FALSE |  | 1 |  | 161.jpg | FALSE | 1 0 8
599 | HDL-MH12 | SB-DN-HMIX12 | Hotel room control module | 12 | 1 | FALSE | V2.0 | 1 |  |  | FALSE | 1 1 12 | SH5202BG
600 | HDL-MD0602.232 | SB-DN-D0602 | 6ch 2A intelligent dimming module | 6 | 1 | FALSE | V2.0 | 2 |  |  | FALSE | 1 0 6
601 | HDL-MD0403.232 | SB-DN-D0403 | 4ch 3A intelligent dimming module | 4 | 1 | FALSE | V2.0 | 2 |  |  | FALSE | 1 0 4
602 | HDL-MD0206.232 | SB-DN-D0206 | 2ch 6A intelligent dimming module | 2 | 1 | FALSE | V2.0 | 1 |  |  | FALSE | 1 0 2
603 | HDL-MH10 | SB-DN-RMIX10 | Hotel room control module | 9 | 1 | FALSE |  | 1 |  |  | FALSE | 1 1 9
604 | HDL-MP4RML-A | SB-DLP | panel for hotel | 4 | 2 | FALSE |  | 1 |  |  | FALSE | 4 1 16
605 | HDL-MP4RML-A | SB-DLP | panel for hotel | 4 | 2 | FALSE |  | 1 |  |  | FALSE | 4 1 16
606 | HDL-MDT0203.233 | SB-DN-DT0203 | 2ch 3A trailing edge dimming module | 2 | 1 | FALSE | V4.0 - V 4.01 | 1 |  |  | FALSE | 1 0 2
607 | HDL-MDT0402.233 | SB-DN-DT0402 | 4ch 2A trailing edge dimming module | 4 | 1 | FALSE | V4.0 - V 4.01 | 1 |  |  | FALSE | 1 0 4
608 | HDL-MDT0601.233 | SB-DN-DT0601 | 6ch 1A trailing edge dimming module | 6 | 1 | FALSE | V4.0 - V 4.01 | 1 |  | 161.jpg | FALSE | 1 0 6
609 | HDL-MDT0106.233 | SB-DN-DT0106 | 1ch 6A trailing edge dimming module | 1 | 1 | FALSE | V4.0 - V 4.01 | 1 |  |  | FALSE | 1 0 1
610 | HDL-MD0602.232 | SB-DN-D0602 | 6ch 2A intelligent dimming module | 6 | 1 | FALSE |  | 1 |  |  | FALSE | 1 0 6
611 | HDL-MD0403.232 | SB-DN-D0403 | 4ch 3A intelligent dimming module | 4 | 1 | FALSE |  | 1 |  |  | FALSE | 1 0 4
612 | HDL-MD0206.232 | SB-DN-D0206 | 2ch 6A intelligent dimming module | 2 | 1 | FALSE |  | 1 |  |  | FALSE | 1 0 2
613 | HDL-MLED0605.432 | HDL-MLED0605.432 | 6ch 5A Intelligent LED dimming module | 6 | 1 | FALSE | V4.01 |  | HW00011 |  | FALSE | 1 0 6
614 | HDL-MD0206.432 | HDL-MD0206.432 | 2ch 6A leading edge dimming module | 2 | 1 | TRUE | V4.0 - V 4.01 | ATMEGA32A_1 | HW00003 |  | FALSE | 1 0 2
615 | HDL-MD0403.432 | HDL-MD0403.432 | 4ch 3A leading edge dimming module | 4 | 1 | TRUE | V4.0 - V 4.01 | ATMEGA32A_1 | HW00004 |  | FALSE | 1 0 4
616 | HDL-MD0405.433 | HDL-MD0405.433 | 4ch 5A leading edge dimming module | 4 | 1 | TRUE | V4.0 - V 4.01 | ATMEGA32A_1 | HW00005 |  | FALSE | 1 0 4
617 | HDL-MD0602.432 | HDL-MD0602.432 | 6ch 2A leading edge dimming module | 6 | 1 | TRUE | V4.0 - V 4.01 | ATMEGA32A_1 | HW00006 |  | FALSE | 1 0 6
618 | HDL-MDT0106.433 | HDL-MDT0106.433 | 1ch 6A trailing edge dimming module | 1 | 1 | TRUE | V4.0 - V 4.01 | ATMEGA32A_1 | ND2 | 20060410171527.jpg | FALSE | 1 0 1
619 | HDL-MDT0203.433 | HDL-MDT0203.433 | 2ch 3A trailing edge dimming module | 2 | 1 | TRUE | V4.0 - V 4.01 | ATMEGA32A_1 | HW00007 | 20060410171527.jpg | FALSE | 1 0 2
620 | HDL-MDT04015.433 | HDL-MDT04015.433 | 4ch 1.5A trailing edge dimming module | 4 | 1 | TRUE | V4.0 - V 4.01 | ATMEGA32A_1 | HW00008 | 20060410171527.jpg | FALSE | 1 0 4 | SH-004
621 | HDL-MDT0601.433 | HDL-MDT0601.433 | 6ch 1A trailing edge dimming module | 6 | 1 | TRUE | V4.0 - V 4.01 | ATMEGA32A_1 | HW00009 | 20060410171527.jpg | FALSE | 1 0 6
622 | HDL-MDLED0605.432 | HDL-MDLED0605.432 | 6ch 5A Intelligent LED dimming module | 6 | 0 | FALSE | V4.01 |  | HW00011 |  | FALSE | 1 0 6
623 | HDL-MDLED0407.432 | HDL-MDLED0407.432 | 4ch 7A Intelligent LED dimming module | 4 | 0 | FALSE | V4.01 |  |  |  | FALSE | 1 0 4
624 | HDL-MHD02R18 | HDL-MHD02R18 | Hotel room control module | 20 | 0 | FALSE | V1.0 |  |  |  | FALSE | 0 0 0
625 | HDL-MHD02R18 | HDL-MHD02R18 | Hotel room control module | 20 | 0 | FALSE | V1.0 |  |  |  | FALSE | 0 0 0
626 | HDL-MDH0610A.4D | HDL-MDH0610A.4D | High performance dimmer | 6 | 0 | FALSE | V4.01 |  | HW00011 |  | FALSE | 1 0 6
627 | HDL-MPPI2D/Titan.48 | HDL-MPPI2D/Titan.48 | Titan/2ch 1A dimming base | 2 | 0 | FALSE | V4.01 |  | HW00011 |  | FALSE | 1 0 6
628 | HDL-MHMIX10.231 | HDL-MHMIX10.231 | 10ch extension module | 10 | 0 | FALSE | V1.0 |  |  |  | FALSE | 0 0 0 | SH15010BG
629 | HDL-MHMIX08.231 | HDL-MHMIX08.231 | 8ch extension module | 8 | 0 | FALSE | V1.0 |  |  |  | FALSE | 0 0 0
630 | HDL-MDT04015.532 | HDL-MDT04015.532 | 4ch 1.5A trailing edge dimming module | 4 | 1 | TRUE | V4.0 - V 4.01 | ATMEGA32A_1 | HW00008 | 20060410171527.jpg | FALSE | 1 0 4
631 | HDL-MD0206.432 | HDL-MD0206.432 | 2ch 6A leading edge dimming module | 2 | 1 | TRUE | V4.0 - V 4.01 | ATMEGA32A_1 | HW00003 |  | FALSE | 1 0 2
632 | HDL-MD0403.432 | HDL-MD0403.432 | 4ch 3A leading edge dimming module | 4 | 1 | TRUE | V4.0 - V 4.01 | ATMEGA32A_1 | HW00004 |  | FALSE | 1 0 4
633 | HDL-MD0602.432 | HDL-MD0602.432 | 6ch 2A leading edge dimming module | 6 | 1 | TRUE | V4.0 - V 4.01 | ATMEGA32A_1 | HW00006 |  | FALSE | 1 0 6
634 | HDL-MDT0203.433 | HDL-MDT0203.433 | 2ch 3A trailing edge dimming module | 2 | 1 | TRUE | V4.0 - V 4.01 | ATMEGA32A_1 | HW00007 | 20060410171527.jpg | FALSE | 1 0 2
635 | HDL-MDT04015.433 | HDL-MDT04015.433 | 4ch 1.5A trailing edge dimming module | 4 | 1 | TRUE | V4.0 - V 4.01 | ATMEGA32A_1 | HW00008 | 20060410171527.jpg | FALSE | 1 0 4
636 | HDL-MDT0601.433 | HDL-MDT0601.433 | 6ch 1A trailing edge dimming module | 6 | 1 | TRUE | V4.0 - V 4.01 | ATMEGA32A_1 | HW00009 | 20060410171527.jpg | FALSE | 1 0 6
637 | HDL-MDT0203.532 | HDL-MDT0203.532 | 2ch 3A trailing edge dimming module | 2 | 1 | TRUE | V4.0 - V 4.01 | ATMEGA32A_1 | HW00007 | 20060410171527.jpg | FALSE | 1 0 2
638 | HDL-MDT06015.533 | HDL-MDT06015.533 | 6ch 1.5A trailing edge dimming module | 6 | 1 | TRUE | V4.0 - V 4.01 | ATMEGA32A_1 | HW00009 | 20060410171527.jpg | FALSE | 1 0 6
639 | HDL-MD0206.432 | HDL-MD0206.432 | 2ch 6A leading edge dimming module | 2 | 1 | FALSE | V4.0 - V 4.01 | ATMEGA32A_1 | HW00003 |  | FALSE | 1 0 2
640 | HDL-MD0403.432 | HDL-MD0403.432 | 4ch 3A leading edge dimming module | 4 | 1 | TRUE | V4.0 - V 4.01 | ATMEGA32A_1 | HW00004 |  | FALSE | 1 0 4
641 | HDL-MD0602.432 | HDL-MD0602.432 | 6ch 2A leading edge dimming module | 6 | 1 | TRUE | V4.0 - V 4.01 | ATMEGA32A_1 | HW00006 |  | FALSE | 1 0 6
642 | HDL-MDT0203.433 | HDL-MDT0203.433 | 2ch 3A trailing edge dimming module | 2 | 1 | TRUE | V4.0 - V 4.01 | ATMEGA32A_1 | HW00007 | 20060410171527.jpg | FALSE | 1 0 2
643 | HDL-MDT04015.433 | HDL-MDT04015.433 | 4ch 1.5A trailing edge dimming module | 4 | 1 | TRUE | V4.0 - V 4.01 | ATMEGA32A_1 | HW00008 | 20060410171527.jpg | FALSE | 1 0 4
644 | HDL-MDT0601.433 | HDL-MDT0601.433 | 6ch 1A trailing edge dimming module | 6 | 1 | TRUE | V4.0 - V 4.01 | ATMEGA32A_1 | HW00009 | 20060410171527.jpg | FALSE | 1 0 6
645 | HDL-MPD0201.40 | HDL-MPD0201.40 | 2ch 1A flush-mounted dimming actuator | 2 | 1 | TRUE | V4.0 - V 4.01 | ATMEGA32A_1 | HW00008 | 20060410171527.jpg | FALSE | 1 0 4
646 | HDL-MRDA0610.432 | HDL-MRDA0610.432 | 6 channels,0-10V output,dimmable scene controller of fluorescent lamp | 6 | 1 | FALSE | V4.3 - V4.6 | 00836C | HW00010 | fruit.bmp | FALSE | 1 0 6 | SH1250610BG
647 | HDL-MDLED0605.432 | HDL-MDLED0605.432 | 6ch 5A Intelligent LED dimming module | 6 | 0 | FALSE | V4.01 |  | HW00011 |  | FALSE | 1 0 6
648 | HDL-MDLED0605.432 | HDL-MDLED0605.432 | 6ch 5A Intelligent LED dimming module | 6 | 0 | FALSE | V4.01 |  | HW00011 |  | FALSE | 1 0 6
649 | HDL-MRDA0610.432 | HDL-MRDA0610.432 | 6 channels,0-10V output,dimmable scene controller of fluorescent lamp | 6 | 1 | FALSE | V4.3 - V4.6 | 00836C | HW00010 | fruit.bmp | FALSE | 1 0 6 | SH1250610BG
650 | HDL-MHD02R18 | HDL-MHD02R18 | Hotel room control module | 20 | 0 | FALSE | V1.0 |  |  |  | FALSE | 0 0 0
651 | HDL-MD0206.532 | HDL-MD0206.532 | 2ch 6A leading edge dimming module | 2 | 1 | TRUE | V4.0 - V 4.01 | ATMEGA32A_1 | HW00004 |  | FALSE | 1 0 4
652 | HDL-MD0403.532 | HDL-MD0403.532 | 4ch 3A leading edge dimming module | 4 | 1 | TRUE | V4.0 - V 4.01 | ATMEGA32A_1 | HW00004 |  | FALSE | 1 0 4
653 | HDL-MD0602.532 | HDL-MD0602.532 | 6ch 2A leading edge dimming module | 6 | 1 | TRUE | V4.0 - V 4.01 | ATMEGA32A_1 | HW00004 |  | FALSE | 1 0 4
654 | HDL-MDH0610A.4D | HDL-MDH0610A.4D | High performance dimmer | 6 | 0 | FALSE | V4.01 |  | HW00011 |  | FALSE | 1 0 6
655 | HDL-MDT06015.533 | HDL-MDT06015.533 | 6ch 1.5A trailing edge dimming module | 6 | 1 | TRUE | V4.0 - V 4.01 | ATMEGA32A_1 | HW00009 | 20060410171527.jpg | FALSE | 1 0 6
656 | HDL-MDT04015.532 | HDL-MDT04015.532 | 4ch 1.5A trailing edge dimming module | 4 | 1 | TRUE | V4.0 - V 4.01 | ATMEGA32A_1 | HW00008 | 20060410171527.jpg | FALSE | 1 0 4
657 | HDL-MDT0203.532 | HDL-MDT0203.532 | 2ch 3A trailing edge dimming module | 2 | 1 | TRUE | V4.0 - V 4.01 | ATMEGA32A_1 | HW00007 | 20060410171527.jpg | FALSE | 1 0 2
658 | HDL-MD0602.532 | HDL-MD0602.532 | 6ch 2A leading edge dimming module[APM] | 6 | 1 | TRUE | V4.0 - V 4.01 | ATMEGA32A_1 | HW00004 |  | FALSE | 1 0 4
659 | HDL-MD0206.532 | HDL-MD0206.532 | 2ch 6A leading edge dimming module[APM] | 2 | 1 | TRUE | V4.0 - V 4.01 | ATMEGA32A_1 | HW00004 |  | FALSE | 1 0 4
660 | HDL-MD0403.532 | HDL-MD0403.532 | 4ch 3A leading edge dimming module[APM] | 4 | 1 | TRUE | V4.0 - V 4.01 | ATMEGA32A_1 | HW00004 |  | FALSE | 1 0 4
661 | HDL-MDH0610A.4D | HDL-MDH0610A.4D | High performance dimmer | 6 | 0 | FALSE | V4.01 |  | HW00011 |  | FALSE | 1 0 6
662 | HDL-MRDA0610.432 | HDL-MRDA0610.432 | 6 channels,0-10V output,dimmable scene controller of fluorescent lamp | 6 | 1 | FALSE | V4.3 - V4.6 | 00836C | HW00010 | fruit.bmp | FALSE | 1 0 6 | SH1250610BG
663 | HDL-MD0206.532 | HDL-MD0206.532 | 2ch 6A leading edge dimming module[APM] | 2 | 1 | TRUE | V4.0 - V 4.01 | ATMEGA32A_1 | HW00004 |  | FALSE | 1 0 4
664 | HDL-MD0403.532 | HDL-MD0403.532 | 4ch 3A leading edge dimming module[APM] | 4 | 1 | TRUE | V4.0 - V 4.01 | ATMEGA32A_1 | HW00004 |  | FALSE | 1 0 4
665 | HDL-MD0602.532 | HDL-MD0602.532 | 6ch 2A leading edge dimming module[APM] | 6 | 1 | TRUE | V4.0 - V 4.01 | ATMEGA32A_1 | HW00004 |  | FALSE | 1 0 4
666 | HDL-MDT06015.533 | HDL-MDT06015.533 | 6ch 1.5A trailing edge dimming module[APM] | 6 | 1 | TRUE | V4.0 - V 4.01 | ATMEGA32A_1 | HW00009 | 20060410171527.jpg | FALSE | 1 0 6
667 | HDL-MDT04015.532 | HDL-MDT04015.532 | 4ch 1.5A trailing edge dimming module[APM] | 4 | 1 | TRUE | V4.0 - V 4.01 | ATMEGA32A_1 | HW00008 | 20060410171527.jpg | FALSE | 1 0 4
668 | HDL-MDT0203.532 | HDL-MDT0203.532 | 2ch 3A trailing edge dimming module[APM] | 2 | 1 | TRUE | V4.0 - V 4.01 | ATMEGA32A_1 | HW00007 | 20060410171527.jpg | FALSE | 1 0 2
700 | HDL-MW02 | SB-DN-2Motor | 2ch window curtain controller | 2 | 5 | TRUE |  | 5 |  | 20060410171527.jpg | FALSE | 2 2 2 | SH11.02BG
701 | HDL-MW02 | SB-DN-2Motor | 2ch window curtain controller | 2 | 5 | FALSE |  | 5 |  | 20060410171527.jpg | FALSE | 2 2 2 | SH11.02BG
702 | HDL-MW02 | SB-DN-2Motor | 2ch window curtain controller | 2 | 5 | FALSE |  | 5 |  | 20060410171527.jpg | FALSE | 2 2 2 | SH11.02BG
703 | HDL-MW02 | SB-DN-2Motor | 2ch window curtain controller | 2 | 5 | FALSE |  | 5 |  | 20060410171527.jpg | FALSE | 2 2 2 | SH11.02BG
704 | HDL-MW02.231 | SB-DN-2Motor | 2ch window curtain controller | 2 | 5 | FALSE |  | 5 |  | 20060410171527.jpg | FALSE | 2 2 2 | SH11.02BG
705 | HDL-MW02.231 | SB-DN-2Motor | 2ch window curtain controller | 2 | 5 | FALSE |  | 5 |  |  | FALSE | 2 2 2 | SH11.02BG
706 | HDL-MW02.231 | SB-DN-2Motor | 2ch window curtain controller | 2 | 5 | FALSE |  | 5 |  |  | FALSE | 2 2 2 | SH11.02BG
707 | HDL-MW02.231 | SB-DN-2Motor | 2ch window curtain controller | 2 | 5 | FALSE | V2.0 |  |  |  | FALSE | 2 2 2 | SH11.02BG
708 | HDL-MWM70B.12 | HDL-MWM70B.12 | Curtain motor | 1 | 5 | FALSE | V0.01 - V 0.04 |  | HW00026 | FINANCE.BMP | FALSE | 2 0 1
709 | HDL-MVSM45B.12 | HDL-MVSM45B.12 | Roller curtain motor | 1 | 0 | FALSE | V1.01 |  | HW00028 |  | FALSE | 2 1 1
710 | HDL-MWM70B.12 | HDL-MWM70B.12 | Curtain motor | 1 | 73 | FALSE | V1.0 |  | HW00026 |  | FALSE | 2 0 1
711 | HDL-MVSM45B.11 | HDL-MVSM45B.11 | Roller curtain motor | 1 | 73 | FALSE | V1.0 |  | HW00027 |  | FALSE | 0 0 0
712 | HDL-MWM60B.1D | HDL-MWM60B.1D | Curtain motor | 1 | 73 | FALSE | V1.0 |  |  |  | FALSE | 0 0 0
713 | HDL-MW02.431 | HDL-MW02.431 | 2ch Window Curtain controller | 2 | 5 | FALSE | V1.0 |  | HW00025 |  | FALSE | 2 2 2 | SH11.02BG
714 | HDL-MW04.431 | HDL-MW04.431 | 4ch window curtain controller | 4 | 5 | FALSE | V1.0 |  | NW1 |  | FALSE | 0 0 0
715 | HDL-MWM70B.22 | HDL-MWM70B.22 | Curtain motor | 1 | 73 | FALSE | V1.0 |  | HW00026 |  | FALSE | 0 0 0
716 | HDL-MVSM45B.22 | HDL-MVSM45B.22 | Roller curtain motor | 1 | 73 | FALSE | V1.0 |  | HW00028 |  | FALSE | 0 0 0
717 | HDL-MVSM45B.12 | HDL-MVSM45B.12 | Roller curtain motor | 1 | 73 | FALSE | V1.0 |  | HW00027 |  | FALSE | 0 0 0
718 | HDL-MVSM35B.12D | HDL-MVSM35B.12D | Roller curtain motor | 1 | 73 | FALSE | V1.0 |  | HW00027 |  | FALSE | 0 0 0
719 | HDL-MW02.431 | HDL-MW02.431 | 2ch window curtain controller | 2 | 5 | FALSE | V1.0 |  | HW00025 |  | FALSE | 2 2 2 | SH11.02BG
720 | HDL-MWM70B.22 | HDL-MWM70B.22 | Curtain motor | 1 | 73 | FALSE | V1.0 |  | HW00026 |  | FALSE | 0 0 0
721 | HDL-MWM70B.11 | HDL-MWM70B.11 | Curtain motor-110V | 1 | 73 | FALSE | V1.0 |  | HW00026 |  | FALSE | 2 0 1
722 | HDL-MAC01.431 | HDL-MAC01.431 | Air-conditioning controller | 0 | 5 | FALSE | V1.0 |  |  |  | FALSE | 0 0 0 | SH1907BG
723 | HDL-MAC01.431 | HDL-MAC01.431 | Air-conditioning controller | 0 | 5 | FALSE | V1.0 |  |  |  | FALSE | 0 0 0 | SH1907BG
724 | HDL-MAC01.431 | HDL-MAC01.431 | Air-conditioning controller | 0 | 5 | FALSE | V1.0 |  |  |  | FALSE | 0 0 0 | SH1907BG
725 | HDL-MAC01.431 | HDL-MAC01.431 | Air-conditioning controller | 0 | 5 | FALSE | V1.0 |  |  |  | FALSE | 0 0 0 | SH1907BG
726 | HDL-MAC01.431 | HDL-MAC01.431 | Air-conditioning controller | 0 | 5 | FALSE | V1.0 |  |  |  | FALSE | 0 0 0 | SH1907BG
727 | HDL-MAC01 | SB-DN-HVAC | Air-conditioning controller | 0 | 5 | FALSE | V1.0 |  |  |  | FALSE | 7 0 1 | SH1907BG
728 | HDL-MAC01 | SB-DN-HVAC | Air-conditioning controller | 0 | 5 | FALSE | V1.0 |  |  |  | FALSE | 7 0 1 | SH1907BG
729 | HDL-MIR01F.20 | HDL-MIR01F.20 | Infrared signal emission,remote receiving module | 4 | 13 | FALSE | V1.0 |  |  |  | FALSE | 7 2 1
730 | HDL-MAC01 | SB-DN-HVAC | Air-conditioning controller | 0 | 5 | FALSE |  | 17 |  |  | FALSE | 7 0 1 | SH1907BG
731 | HDL-MAC01.331 | HDL-MAC01.331 | Air-conditioning controller | 0 | 5 | FALSE | V3.0 - V3.04 |  |  |  | FALSE | 7 0 1 | SH1907BG
732 | HDL-MAC01.331 | HDL-MAC01.331 | Air-conditioning controller | 1 | 0 | FALSE | V1.01 |  |  |  | FALSE | 7 0 1 | SH1907BG
733 | HDL-MAC01.331 | HDL-MAC01.331 | Air-conditioning controller | 0 | 0 | FALSE | V1.01 |  |  |  | FALSE | 7 0 1 | SH1907BG
734 | HDL-MAC01.331 | HDL-MAC01.331 | Air-conditioning controller | 0 | 0 | FALSE | V1.01 |  |  |  | FALSE | 7 0 1 | SH1907BG
735 | HDL-MAC01.331 | SB-DN-HVAC | Air-conditioning controller | 0 | 5 | FALSE | V2.0 |  |  |  | FALSE | 7 0 1 | SH1907BG
736 | HDL-MAC01.331 | SB-DN-HVAC | Air-conditioning controller | 0 | 5 | FALSE | V2.0 |  |  |  | FALSE | 7 0 1 | SH1907BG
737 | HDL-MAC01.331 | SB-DN-HVAC | Air-conditioning controller | 0 | 5 | FALSE | V2.0 |  |  |  | FALSE | 7 0 1 | SH1907BG
738 | HDL-MFAN04.432 | HDL-MFAN04.432 | Fan controller | 0 | 5 | FALSE | V2.0 |  | HW00031 |  | FALSE | 7 0 1 | SH1907BG
739 | HDL-MAC01.331 | SB-DN-HVAC | Air-conditioning controller | 0 | 5 | FALSE | V2.0 |  |  |  | FALSE | 7 0 1 | SH1907BG
740 | HDL-MCIP-RF.10 | HDL-MCIP-RF.10 | Mesh gateway | 0 | 5 | FALSE | V1.0 |  | GW1 |  | FALSE | 0 0 0 | SH5601RD
741 | HDL-MCIP-RF.10 | HDL-MCIP-RF.10 | Mesh node | 0 | 5 | FALSE |  |  | GW1 |  | FALSE | 0 0 0 | SH5601RD
742 | HDL-MCIP-RF02.10 | HDL-MCIP-RF02.10 | Mesh node | 8 | 0 | FALSE | V1.01 |  |  |  | FALSE | 0 0 0 | SH5601RD
743 | HDL-MCIP-RF02.10 | HDL-MCIP-RF02.10 | Mesh node | 8 | 0 | FALSE | V2.0 |  | GW2 |  | FALSE | 0 0 0 | SH5601RD
744 | HDL-MCIP-RF.10 | HDL-MCIP-RF.10 | Mesh node | 0 | 0 | FALSE | V2.0 |  | GW1 |  | FALSE | 0 0 0 | SH5601RD
745 | HDL-MCIP-RF02.10 | HDL-MCIP-RF02.10 | Mesh node | 8 | 0 | FALSE | V2.0 |  | GW2 |  | FALSE | 0 0 0 | SH5601RD
746 | MCIP/L1-RF.10 | MCIP/L1-RF.10 | Mesh node | 8 | 0 | FALSE | V2.0 |  | GW2 |  | FALSE | 0 0 0 | SH5601RD
747 | HDL-MW02.431 | HDL-MW02.431 | 2ch window curtain controller | 2 | 5 | FALSE | V1.0 |  | HW00025 |  | FALSE | 2 2 2 | SH11.02BG
748 | HDL-MW02A.431 | HDL-MW02A.431 | 2ch window curtain controller[APM] | 2 | 5 | FALSE | V1.0 |  | HW00025 |  | FALSE | 2 2 2 | SH11.02BG
749 | HDL-MAC01.431 | HDL-MAC01.431 | Air-conditioning controller | 0 | 5 | FALSE | V1.0 |  |  |  | FALSE | 0 0 0 | SH1907BG
750 | MCIP/L1-RF.10 | MCIP/L1-RF.10 | L1-MQTT Mesh GW | 8 | 0 | FALSE | V2.0 |  | GW2 |  | FALSE | 0 0 0 | SH5601RD
751 | HDL-MAC01.431 | HDL-MAC01.431 | Air-conditioning controller | 0 | 5 | FALSE | V1.0 |  |  |  | FALSE | 0 0 0 | SH1907BG
752 | HDL-MCIP-RF02.10 | HDL-MCIP-RF02.10 | MQTT Mesh GW | 8 | 0 | FALSE | V2.0 |  | GW2 |  | FALSE | 0 0 0 | SH5601RD
753 | HDL-MAC01.431 | HDL-MAC01.431 | Air-conditioning controller | 0 | 5 | FALSE | V1.0 |  |  |  | FALSE | 0 0 0 | SH1907BG
754 | HDL-MCIP-RF02.10 | HDL-MCIP-RF02.10 | MQTT Mesh GW | 8 | 0 | FALSE | V2.0 |  | GW2 |  | FALSE | 0 0 0 | SH5601RD
755 | HDL-MCIP-RF02.10 | HDL-MCIP-RF02.10 | MQTT Mesh GW | 8 | 0 | FALSE | V2.0 |  | GW2 |  | FALSE | 0 0 0 | SH5601RD
756 | HDL-MCIP-RF02.10 | HDL-MCIP-RF02.10 | MQTT Mesh GW | 8 | 0 | FALSE | V2.0 |  | GW2 |  | FALSE | 0 0 0 | SH5601RD
757 | HDL-MCIP-RF02.10 | HDL-MCIP-RF02.10 | MQTT Mesh GW[GD] | 8 | 0 | FALSE | V2.0 |  | GW2 |  | FALSE | 0 0 0 | SH5601RD
758 | MCIP/L1-RF.10 | MCIP/L1-RF.10 | L1-MQTT Mesh GW | 8 | 0 | FALSE | V2.0 |  | GW2 |  | FALSE | 0 0 0 | SH5601RD
759 | HDL-MCIP-RF02.10 | HDL-MCIP-RF02.10 | MQTT Mesh GW | 8 | 0 | FALSE | V2.0 |  | GW2 |  | FALSE | 0 0 0 | SH5601RD
760 | MCIP/L1-RF.10 | MCIP/L1-RF.10 | L1-MQTT Mesh GW[GD] | 8 | 0 | FALSE | V2.0 |  | GW2 |  | FALSE | 0 0 0 | SH5601RD
761 | HDL-MCIP-RF02.10 | HDL-MCIP-RF02.10 | MQTT Mesh GW[N] | 8 | 0 | FALSE | V2.0 |  | GW2 |  | FALSE | 0 0 0 | SH5601RD
762 | MCIP/L1-RF.10 | MCIP/L1-RF.10 | L1-MQTT Mesh GW[N] | 8 | 0 | FALSE | V2.0 |  | GW2 |  | FALSE | 0 0 0 | SH5601RD
800 | HDL-MDMXI08 | SB-MDMXI08 | 8 channels DMX input module | 8 | 14 | FALSE |  | 19 |  | grass.bmp | FALSE | 0 0 0
850 | HDL-MC96IPDMX | SB-DN-96DMX | 96 channels scene controller bus (standard t-shaped tunnelinstallation with DMX) | 96 | 17 | FALSE |  | 19 |  | 26.jpg | FALSE | 1 0 96
851 | HDL-MC96IPDMX | SB-DN-96DMX | 96 channels scene controller bus (standard t-shaped tunnelinstallation with DMX) | 96 | 17 | FALSE |  | 19 |  | 26.jpg | FALSE | 1 0 96
852 | HDL-MC96IPDMX | SB-DN-96DMX | 96 channels scene controller bus (standard t-shaped tunnelinstallation with DMX) | 96 | 17 | FALSE |  | 19 |  | grass.bmp | FALSE | 1 0 96
853 | HDL-MC48IPDMX | SB-DN-48DMX | 48 channels scene controller bus (standard t-shaped tunnelinstallation with DMX) | 48 | 17 | FALSE |  | 19 |  | grass.bmp | FALSE | 1 0 48
854 | HDL-MC48IPDMX.231 | SB-DN-48DMX | 48 channels scene controller bus (standard t-shaped tunnel installation with Ethernet channels,with DMX) | 48 | 0 | FALSE | V1.01 |  |  |  | FALSE | 1 0 48
855 | HDL-MC48IPDMX.231 | SB-DN-48DMX | 48 channels scene controller bus (standard t-shaped tunnel installation with Ethernet channels,with DMX) | 48 | 0 | FALSE | V1.01 |  |  |  | FALSE | 1 0 48
894 | HDL-MPM1P03.231 | HDL-MPM1P03.231 | Single-phase Digital electric meter | 0 | 0 | FALSE | V1.01 |  |  |  | FALSE | 0 0 0
895 | HDL-MPM1P03.231 | SB-DN-PM1P03 | Single-phase Digital electric meter | 0 | 19 | FALSE |  | 19 |  | grass.bmp | FALSE | 0 0 0
896 | HDL-MPM3P01.231 | SB-DN-PM3P01 | Three-phase four-wire digital electric meter | 0 | 19 | FALSE |  |  | HW00037 |  | FALSE | 0 0 0
897 | HDL-MPM3P01.231 | SB-DN-PM3P01 | Three-phase four-wire digital electric meter | 0 | 19 | FALSE |  |  | HW00037 |  | FALSE | 0 0 0
898 | HDL-MPM1P03.231 | SB-DN-PM1P03 | Single-phase digital electric meter | 0 | 19 | FALSE |  |  | HW00036 |  | FALSE | 0 0 0
899 | HDL-MPM01 | SB-DN-PM5 | Digital electric meter | 0 | 19 | FALSE |  | 28 |  |  | FALSE | 0 0 0
900 | HDL-MPM01 | SB-DN-PM5 | Digital electric meter | 0 | 19 | FALSE |  | 28 |  |  | FALSE | 0 0 0
901 | HDL-Mzbox | SB-Z-AUDIO | Standard music player devices | 1 | 28 | FALSE |  | 28 |  |  | FALSE | 9 0 1
902 | HDL-Mzbox | SB-Z-AUDIO | Standard music player devices | 1 | 28 | FALSE |  | 34 |  |  | FALSE | 9 0 1
903 | HDL-Mzbox | SB-Z-AUDIO | Standard music player devices(20111220添加播放，暂停，上一首，下一首的目标设置) | 1 | 28 | FALSE |  | 35 |  |  | FALSE | 9 0 1
904 | HDL-Mzbox | SB-Z-AUDIO | standard music player devices | 1 | 28 | FALSE |  | 35 |  |  | FALSE | 9 0 1
905 | HDL-Mzbox | SB-Z-AUDIO | Standard music player devices | 1 | 28 | FALSE | V4.0 | 25 |  | EIB.bmp | FALSE | 9 0 1
906 | HDL-MZBOX.20 | HDL-MZBOX.20 | Standard music player devices | 1 | 28 | FALSE | V5.0 - V5.01 |  | HW00023 |  | FALSE | 9 0 8 | SH9501BG
907 | HDL-Mzbox | SB-Z-AUDIO | Standard music player devices | 1 | 28 | FALSE | V4.07 | 24 |  |  | FALSE | 9 0 1 | SH9501BG
908 | HDL-MMCU.10 | HDL-MMCU.10 | Media control devices | 1 | 70 | FALSE | V1.0 | 24 |  |  | FALSE | 0 0 0 | SH9501BG
909 | HDL-Mzbox | SB-Z-AUDIO | Standard music player devices | 1 | 0 | FALSE | V1.01 |  |  |  | FALSE | 9 0 1 | SH9501BG
910 | HDL-MZBOX.20 | HDL-MZBOX.20 | Standard music player devices | 1 | 0 | FALSE | V1.01 |  | HW00023 |  | FALSE | 9 0 1 | SH9501BG
911 | HDL-MZDN.432A | HDL-MZDN.432A | Standard music player devices | 1 | 0 | FALSE | V1.01 |  | HW00024 |  | FALSE | 9 0 1 | SH9501BG
912 | HDL-Z-AUDIO | SB-Z-AUDIO | Standard music player devices | 1 | 0 | FALSE | V1.01 |  |  |  | FALSE | 9 0 1 | SH9501BG
913 | HDL-MZBOX.20 | HDL-MZBOX.20 | Standard music player devices | 1 | 0 | FALSE | V1.01 |  | HW00023 |  | FALSE | 9 0 1 | SH9501BG
914 | HDL-MFTCL | HDL-MFTCL | Standard music player devices | 1 | 0 | FALSE | V1.01 |  | HW00023 |  | FALSE | 9 0 1 | SH9501BG
915 | HDL-MKTVCL.10 | HDL-MKTVCL.10 | Standard music player devices | 1 | 0 | FALSE | V1.0 |  |  |  | FALSE | 0 0 0 | SH9501BG
916 | HDL-MZBOX.M01.30 | HDL-MZBOX.M01.30 | Standard music player devices | 1 | 0 | FALSE | V1.01 |  | HW00023 |  | FALSE | 9 0 1 | SH9501BG
917 | HDL-MZBOX.A160.30 | HDL-MZBOX.A160.30 | Standard music player devices | 1 | 0 | FALSE | V1.01 |  | HW00023 |  | FALSE | 9 0 1 | SH9501BG
918 | HDL-MZBOX.A50B.30 | HDL-MZBOX.A50B.30 | Standard music player devices | 1 | 0 | FALSE | V1.01 |  | HW00023 |  | FALSE | 9 0 1 | SH9501BG
919 | HDL-MZBOX.A50B.30 | HDL-MZBOX.A50B.30 | Standard music player devices | 1 | 0 | FALSE | V1.01 |  | HW00023 |  | FALSE | 9 0 1 | SH9501BG
920 | HDL-MZBOX.A50B.30 | HDL-MZBOX.A50B.30 | Standard music player devices | 1 | 0 | FALSE | V1.01 |  | HW00023 |  | FALSE | 9 0 1 | SH9501BG
950 | HDL-MHAI | SB-MHAI | HAI<-->HDL data transfer | 0 | 34 | FALSE | V1.0 | 24 |  |  | FALSE | 0 0 0
951 | HDL-MCM | SB-MCM | CoolMaster<-->HDL data transfer | 0 | 35 | FALSE |  | 24 |  |  | FALSE | 0 0 0
952 | HDL-MDK | SB-MDK | DAIKIN<-->HDL data transfer | 0 | 35 | FALSE |  | 24 |  |  | FALSE | 0 0 0
953 | HDL-MCM.NET | SB-MCM.NET | CoolMaster data transfer with RJ45 | 0 | 0 | FALSE | V1.1 |  |  |  | FALSE | 0 0 0
954 | HDL-MCM.NET | SB-MCM.NET | CoolMaster data transfer with RJ45 | 0 | 0 | FALSE | V1.1 |  |  |  | FALSE | 0 0 0
955 | HDL-MAC/GW.431 | HDL-MAC/GW.431 | HDL VRV Gateway | 64 | 35 | FALSE |  | 24 |  |  | FALSE | 0 0 0
956 | HDL-MAC/GW.431 | HDL-MAC/GW.431 | HDL VRV Gateway | 0 | 35 | FALSE |  | 24 |  |  | FALSE | 0 0 0
1000 | HDL-MEIB.231 | HDL-MEIB.231(SB-DN-EIB) | EIB/HDL-BUS converter | 0 | 25 | FALSE |  | 0 |  |  | FALSE | 0 0 0
1001 | HDL-MCEIB.231 | HDL-MEIB.231(SB-DN-EIB) | EIB/HDL-BUS converter | 0 | 25 | FALSE | V2.0 | 27 |  |  | FALSE | 0 0 0
1002 | HDL-DMX | HDL-DMX | HDL<-DMX转换器 | 0 | 0 | FALSE |  | 24 |  | Winter.jpg | FALSE | 0 0 0
1003 | HDL-MRS232-AC | SB-DN-RS232N-AC | RS232<->HDL-BUS AC converter | 33 | 24 | FALSE | V3.0 | 24 |  |  | FALSE | 0 0 0 | SH5101BG
1004 | HDL-MRS232FH.431 | HDL-MRS232FH.431 | RS232<->HDL-BUS data transfer | 33 | 24 | FALSE | V1.0 |  |  |  | FALSE | 0 0 0
1005 | HDL-MBUS-SAMSUNG | SB-MBUS-SAMSUNG | SAMSUNG touch screen convert to HDL-BUS | 0 | 24 | FALSE |  | 27 |  |  | FALSE | 0 0 0
1006 | HDL-C-BUS | SB-C-BUS | C-BUS converter | 0 | 24 | FALSE |  | 24 |  |  | FALSE | 0 0 0
1007 | HDL-MRS232.231 | SB-DN-RS232N | RS232<->HDL-BUS data transfer | 24 | 24 | FALSE |  | 24 |  |  | FALSE | 0 0 0 | SH5101BG
1008 | HDL-MRS232.231 | SB-DN-RS232N | RS232<->HDL-BUS data transfer | 24 | 24 | FALSE |  | 0 |  |  | FALSE | 0 0 0 | SH5101BG
1009 | HDL-MRS232.231 | SB-DN-RS232N | RS232<->HDL-BUS data transfer | 24 | 24 | FALSE |  | 24 |  |  | FALSE | 0 0 0 | SH5101BG
1010 | HDL-MIR01L | SB-IR-Learn | Infrared learner | 0 | 0 | FALSE |  | 24 |  | Winter.jpg | FALSE | 0 0 0
1011 | HDL-MEIB.231 | HDL-MEIB.231(SB-DN-EIB) | EIB<-->HDL data transfer | 0 | 27 | FALSE |  | 24 |  | 1247807341421.jpg | FALSE | 0 0 0
1012 | HDL-MEIB.231 | HDL-MEIB.231(SB-DN-EIB) | EIB<-->HDL data transfer | 0 | 27 | FALSE |  | 24 |  |  | FALSE | 0 0 0
1013 | HDL-MRS232IP.231 | SB-DN-RS232IP-PRO | RS232<->HDL-BUS data transfer(Professional version) | 24 | 24 | FALSE |  | 24 |  | Winter.jpg | FALSE | 0 0 0
1014 | HDL-MRS232IP.231 | SB-DN-RS232IP-PRO | RS232<->HDL-BUS data transfer(Professional version) | 33 | 24 | FALSE |  | 24 |  | Winter.jpg | FALSE | 0 0 0
1015 | HDL-MDR512 | SB-DN-VideoPlay | DMX show control recorder | 0 | 0 | FALSE |  | 24 |  | Winter.jpg | FALSE | 0 0 0
1016 | HDL-MRS232.231 | SB-DN-RS232N | RS232<->HDL-BUS data transfer | 33 | 24 | FALSE |  | 24 |  | Winter.jpg | FALSE | 0 0 0 | SH5101BG
1017 | HDL-MRS232-MC | SB-DN-RS232N-MC | RS232<->HDL-BUS Media Converter | 33 | 24 | FALSE | V2.0 | 24 |  | 1247807341421.jpg | FALSE | 0 0 0
1018 | HDL-MRS232.231 | SB-DN-RS232IP-PRO | RS232<->HDL-BUS data transfer | 33 | 24 | FALSE |  | 34 |  | 1247807341421.jpg | FALSE | 0 0 0 | SH5101BG
1019 | HDL-MRS232.231 | SB-DN-RS232N | RS232<->HDL-BUS data transfer | 33 | 24 | FALSE | V2.0 | 60 |  | 1247807341421.jpg | FALSE | 0 0 0 | SH5101BG
1020 | HDL-MRS232-AC | SB-DN-RS232N-AC | RS232<->HDL-BUS AC converter | 33 | 24 | FALSE | V3.0 | 24 |  |  | FALSE | 0 0 0 | SH5101BG
1021 | HDL-MHC-DA | SB-DN-HC-DA | HanChang<->HDL-BUS data converter | 33 | 24 | FALSE |  | 43 |  |  | FALSE | 0 0 0
1022 | HDL-MJACUZZI | SB-DN-JACUZZI-DA | JACUZZI<->HDL-BUS data converter | 33 | 24 | FALSE |  | 43 |  |  | FALSE | 0 0 0
1023 | HDL-Bacnet | HDL-BN-4096 | Bacnet<->HDL-BUS data converter | 33 | 24 | FALSE |  | 25 |  |  | FALSE | 0 0 0
1024 | HDL-MRS232.231 | SB-DN-RS232N | RS232<->HDL-BUS data transfer | 33 | 24 | FALSE |  | 25 |  |  | FALSE | 0 0 0 | SH5101BG
1025 | HDL-MR232-M1 | HDL-MR232-M1 | ELK-M1<->HDL-BUS data transfer | 33 | 34 | FALSE |  | 16 |  |  | FALSE | 0 0 0
1026 | HDL-MR232-RCU | HDL-MR232-RCU | RCU<->HDL-BUS data transfer | 0 | 60 | FALSE |  | 51 |  |  | FALSE | 0 0 0
1027 | HDL-MRS232IP.231 | SB-DN-RS232IP-PRO | RS232<->HDL-BUS data transfer(Professional version) | 33 | 24 | FALSE | V2.0 | 51 |  |  | FALSE | 0 0 0
1028 | HDL-MRS232.231 | SB-DN-RS232N | RS232<->HDL-BUS curtain controller | 33 | 24 | FALSE |  | 51 |  |  | FALSE | 0 0 0 | SH5101BG
1029 | HDL-MRS232-AC | SB-DN-JACUZZI-DA | RS232<->HDL-BUS AC converter | 33 | 24 | FALSE |  | 51 |  |  | FALSE | 0 0 0 | SH5101BG
1030 | HDL-MRS232-MC | SB-DN-RS232N-MC | RS232<->HDL-BUS media converter | 33 | 0 | FALSE | V1.01 |  |  |  | FALSE | 0 0 0
1031 | HDL-MRS232-MC | SB-DN-RS232N-MC | RS232<->HDL-BUS media converter | 33 | 0 | FALSE | V1.01 |  |  |  | FALSE | 0 0 0
1032 | HDL-MRS232-AC | SB-DN-RS232N-AC | RS232<->HDL-BUS MODBUS converter | 33 | 0 | FALSE | V1.01 |  |  |  | FALSE | 0 0 0 | SH5101BG
1033 | HDL-MRS232.431 | HDL-MRS232.431 | RS232<->HDL-BUS data transfer | 33 | 0 | FALSE | V1.01 |  | HW00035 |  | FALSE | 0 0 0 | SH5101BG
1034 | HDL-MRS232-AC | SB-DN-RS232N-AC | RS232<->HDL-BUS AC converter | 33 | 0 | FALSE | V1.01 |  |  |  | FALSE | 0 0 0 | SH5101BG
1035 | HDL-MRS232-AC | SB-DN-RS232N-AC | RS232<->HDL-BUS AC converter | 33 | 0 | FALSE | V1.01 |  |  |  | FALSE | 0 0 0 | SH5101BG
1036 | HDL-MRS232-AC | SB-DN-RS232N-AC | RS232<->HDL-BUS AC converter | 33 | 0 | FALSE | V1.01 |  |  |  | FALSE | 0 0 0 | SH5101BG
1037 | HDL-MRS232.231 | SB-DN-RS232N | RS232<->curtain controller | 33 | 24 | FALSE | V1.0 |  |  |  | FALSE | 0 0 0 | SH5101BG
1038 | HDL-MRS232-AC | SB-DN-RS232N-AC | RS232<->HDL-BUS MODBUS converter | 33 | 24 | FALSE | V1.0 |  |  |  | FALSE | 0 0 0 | SH5101BG
1039 | HDL-MRS232.231 | SB-DN-RS232N | RS232<->HDL-BUS data transfer | 33 | 24 | FALSE | V1.0 |  |  |  | FALSE | 0 0 0 | SH5101BG
1040 | HDL-MRS232.231 | SB-DN-RS232N | RS232<->HDL-BUS data transfer | 33 | 24 | FALSE | V1.0 |  |  |  | FALSE | 0 0 0 | SH5101BG
1041 | HDL-MRS232.231 | SB-DN-RS232N | RS232<->HDL-BUS data transfer | 33 | 24 | FALSE | V1.0 |  |  |  | FALSE | 0 0 0 | SH5101BG
1042 | HDL-MRS232.231 | SB-DN-RS232N | RS232<->curtain controller | 33 | 24 | FALSE | V1.0 |  |  |  | FALSE | 0 0 0 | SH5101BG
1043 | HDL-MRS232.231 | SB-DN-RS232N | RS232<->HDL-BUS data transfer | 33 | 24 | FALSE | V1.0 |  |  |  | FALSE | 0 0 0 | SH5101BG
1044 | HDL-MRS232.231 | SB-DN-RS232N | RS232<->HDL-BUS data transfer | 33 | 24 | FALSE | V1.0 |  |  |  | FALSE | 0 0 0 | SH5101BG
1045 | HDL-MRS232.231 | SB-DN-RS232N | RS232<->HDL-BUS data transfer | 33 | 24 | FALSE | V1.0 |  |  |  | FALSE | 0 0 0 | SH5101BG
1046 | HDL-MRS232-AC | SB-DN-RS232N-AC | RS232<->HDL-BUS AC converter | 33 | 24 | FALSE | V3.0 | 24 |  |  | FALSE | 0 0 0 | SH5101BG
1047 | HDL-MEIB.231 | HDL-MEIB.231(SB-DN-EIB) | EIB<-->HDL data transfer | 0 | 25 | FALSE |  | 51 |  |  | FALSE | 0 0 0
1048 | HDL-MUPS | SB-DN-UPS | UPS Power | 10 | 43 | FALSE |  | 51 |  | Sunset.jpg | FALSE | 0 0 0
1049 | HDL-MUPS.231 | SB-DN-UPS.231 | RS232<->HDL-BUS data transfer(Professional version) | 10 | 43 | FALSE |  | 51 |  |  | FALSE | 0 0 0
1050 | HDL-MEIB | HDL-MEIB.231(SB-DN-EIB) | EIB<-->HDL data transfer | 0 | 25 | FALSE |  | 51 |  |  | FALSE | 0 0 0
1051 | HDL-MEIB | HDL-DN-EIB | EIB<-->HDL data transfer | 0 | 25 | FALSE | V2.0 | 51 |  |  | FALSE | 0 0 0
1052 | HDL-MHIOU.332 | HDL-MHIOU.332 | Hotel output and input module indonesia | 14 | 16 | FALSE |  | 51 |  |  | FALSE | 1 7 14
1053 | HDL-MHIOU.432 | HDL-MHIOU.432 | Hotel output and input module indonesia | 14 | 0 | FALSE | V4.01 |  |  |  | FALSE | 1 7 14
1054 | HDL-MHIOU.432 | HDL-MHIOU.432 | Hotel output and input module indonesia | 14 | 0 | FALSE | V4.01 |  |  |  | FALSE | 1 7 14
1055 | HDL-MHIOU.432 | HDL-MHIOU.432 | Hotel output and input module indonesia | 14 | 0 | FALSE | V4.01 |  |  |  | FALSE | 1 7 14
1056 | HDL-MHIOU.432 | HDL-MHIOU.432 | Hotel output and input module indonesia | 14 | 0 | FALSE | V4.01 | ATMEGA64 |  |  | FALSE | 1 7 14
1057 | HDL-MHIOU-II.432 | HDL-MHIOU-II.432 | Hotel output and input module indonesia | 14 | 0 | FALSE | V4.01 | STM32 |  |  | FALSE | 1 7 14
1058 | HDL-MRS232.231 | SB-DN-RS232N | RS232<->HDL-BUS data transfer | 33 | 24 | FALSE | V1.0 |  |  |  | FALSE | 0 0 0 | SH5101BG
1059 | HDL-MHIOU.432 | HDL-MHIOU.432 | Hotel output and input module indonesia | 14 | 0 | FALSE | V4.01 | STM32 |  |  | FALSE | 1 7 14
1060 | HDL-MHIOU.432 | HDL-MHIOU.432 | Hotel output and input module indonesia | 14 | 0 | FALSE | V4.01 | STM32 |  |  | FALSE | 1 7 14
1061 | HDL-MRS232.231 | SB-DN-RS232N | RS232<->HDL-BUS data transfer | 33 | 24 | FALSE | V1.0 |  |  |  | FALSE | 0 0 0 | SH5101BG
1062 | HDL-MRS232.231 | SB-DN-RS232N | RS232<->HDL-BUS data transfer | 33 | 24 | FALSE | V1.0 |  |  |  | FALSE | 0 0 0 | SH5101BG
1063 | HDL-MRS232.231 | SB-DN-RS232N | RS232<->curtain controller | 33 | 24 | FALSE | V1.0 |  |  |  | FALSE | 0 0 0 | SH5101BG
1064 | HDL-MRS232.231 | SB-DN-RS232N | RS232<->HDL-BUS data transfer | 33 | 24 | FALSE | V1.0 |  |  |  | FALSE | 0 0 0 | SH5101BG
1065 | HDL-MRS232U.431 | HDL-MRS232U.431 | RS232<->HDL-BUS data transfer | 33 | 0 | FALSE | V1.01 |  | HW00035 |  | FALSE | 0 0 0 | SH5101BG
1066 | HDL-MHIOU-II.432 | HDL-MHIOU-II.432 | Hotel output and input module indonesia | 14 | 0 | FALSE | V4.01 | STM32 |  |  | FALSE | 1 7 14
1067 | HDL-MHIOU.432 | HDL-MHIOU.432 | Hotel output and input module indonesia | 14 | 0 | FALSE | V4.01 | STM32 |  |  | FALSE | 1 7 14
1068 | HDL-MHIOU-II.432 | HDL-MHIOU-II.432 | Hotel output and input module indonesia | 14 | 0 | FALSE | V4.01 | STM32 |  |  | FALSE | 1 7 14
1069 | HDL-MHIOU.432 | HDL-MHIOU.432 | Hotel output and input module indonesia | 14 | 0 | FALSE | V4.01 | STM32 |  |  | FALSE | 1 7 14
1070 | HDL-MRS232.231 | SB-DN-RS232N | RS232<->HDL-BUS data transfer | 33 | 24 | FALSE | V1.0 |  |  |  | FALSE | 0 0 0 | SH5101BG
1071 | HDL-MRS232-FH | SB-DN-RS232N-FH | RS232<->HDL-BUS FH converter | 33 | 24 | FALSE | V3.0 | 24 |  |  | FALSE | 0 0 0 | SH5101BG
1072 | HDL-MRS232.231 | HDL-MRS232.231 | RS232<->HDL-BUS data transfer | 33 | 24 | FALSE | V1.0 |  |  |  | FALSE | 0 0 0 | SH5101BG
1073 | HDL-MRS232.231 | HDL-MRS232.231 | RS232<->HDL-BUS data transfer | 33 | 24 | FALSE | V1.0 |  |  |  | FALSE | 0 0 0 | SH5101BG
1074 | HDL-MRS232 | SB-DN-RS232N | RS232<->HDL-BUS FH converter | 33 | 24 | FALSE | V3.0 | 24 |  |  | FALSE | 0 0 0
1075 | HDL-MRS232 | HDL-MRS232 | RS232<->HDL-BUS Smart Flim | 33 | 24 | FALSE | V3.0 | 24 |  |  | FALSE | 0 0 0
1076 | HDL-MVRV64.431 | HDL-MVRV64.431 | Modbus VRV | 0 | 24 | FALSE | V3.0 | 24 |  |  | FALSE | 0 0 0
1077 | HDL-M485/GW.40 | HDL-M485/GW.40 | 485<->HDL-BUS data gateway | 48 | 24 | FALSE | V1.0 |  |  |  | FALSE | 0 0 0
1078 | HDL-MHIOU-II.432 | HDL-MHIOU-II.432 | Hotel output and input module indonesia | 14 | 0 | FALSE | V4.01 | STM32 |  |  | FALSE | 1 7 14
1079 | HDL-MRS232 | SB-DN-RS232N | RS232<->HDL-BUS FH converter | 33 | 24 | TRUE | V3.0 | 24 |  |  | FALSE | 0 0 0
1080 | MBUS/GW-ZB.10 | MBUS/GW-ZB.10 | Zigbee/Buspro Converter | 32 | 24 | FALSE | V3.0 | 24 |  |  | FALSE | 0 0 0
1081 | HDL-MVRV/JM.431 | HDL-MVRV/JM.431 | VRV<->HDL-BUS converter | 32 | 24 | FALSE | V3.0 | 24 |  |  | FALSE | 0 0 0
1082 | HDL-RS232.431 | HDL-RS232.431 | RS232<->HDL-BUS Fresh air converter | 32 | 24 | FALSE | V3.0 | 24 |  |  | FALSE | 0 0 0 | SH5101BG
1083 | HDL-RS232.431 | HDL-RS232.431 | RS232<->HDL-BUS Lafite Panel converter | 32 | 24 | TRUE | V3.0 | 24 |  |  | FALSE | 0 0 0 | SH5101BG
1084 | HDL-RS232.431 | HDL-RS232.431 | RS232<->HDL-BUS Lafite Panel converter | 32 | 24 | TRUE | V3.0 | 24 |  |  | FALSE | 0 0 0 | SH5101BG
1085 | HDL-RS232.431 | HDL-RS232.431 | RS232<->HDL-BUS Clowire Panel converter | 15 | 0 | TRUE | V3.0 | 24 |  |  | FALSE | 0 0 0 | SH5101BG
1086 | HDL-RS232.431 | HDL-RS232.431 | RS232<->HDL-BUS Kaisasy converter | 15 | 0 | TRUE | V3.0 | 24 |  |  | FALSE | 0 0 0 | SH5101BG
1087 | HDL-MVRV64-A.231 | HDL-MVRV64-A.231 | Modbus VRV | 0 | 24 | FALSE | V3.0 | 24 |  |  | FALSE | 0 0 0 | SH5101BG
1088 | HDL-MHIOU-II.432 | HDL-MHIOU-II.432 | Hotel output and input module indonesia | 14 | 0 | FALSE | V4.01 | STM32 |  |  | FALSE | 1 7 14
1089 | HDL-MVRV64.431 | HDL-MVRV64.431 | Modbus VRV | 0 | 24 | FALSE | V3.0 | 24 |  |  | FALSE | 0 0 0 | SH5101BG
1090 | SH5101BG | SH5101BG | RS232<->HDL-BUS FH converter | 33 | 24 | TRUE | V3.0 | 24 |  |  | FALSE | 0 0 0 | SH5101BG
1091 | HDL-MEIB | HDL-DN-EIB | EIB<-->HDL data transfer | 0 | 25 | FALSE | V2.0 | 51 |  |  | FALSE | 0 0 0
1092 | HDL-MRS232 | HDL-MRS232 | RS232<->HDL-BUS Smart Flim | 33 | 24 | FALSE | V3.0 | 24 |  |  | FALSE | 0 0 0 | SH5101BG
1093 | HDL-MRS232 | SB-DN-RS232N | RS232<->HDL-BUS converter | 33 | 24 | FALSE | V3.0 | 24 |  |  | FALSE | 0 0 0 | SH5101BG
1094 | HDL-MRS232 | HDL-MRS232 | RS232<->HDL-BUS FH converter | 33 | 24 | TRUE | V3.0 | 24 |  |  | FALSE | 0 0 0 | SH5101BG
1095 | HDL-M485/GW.40 | HDL-M485/GW.40 | RS232<->HDL-BUS data transfer | 33 | 24 | FALSE | V1.0 |  |  |  | FALSE | 0 0 0 | SH5101BG
1096 | HDL-MRS232 | SB-DN-RS232N | RS232<->HDL-BUS master click converter | 33 | 24 | FALSE | V3.0 | 24 |  |  | FALSE | 0 0 0 | SH5101BG
1097 | HDL-MRS232-AC | SB-DN-RS232N-AC | RS232<->HDL-BUS AC converter | 33 | 24 | FALSE | V3.0 | 24 |  |  | FALSE | 0 0 0 | SH5101BG
1098 | HDL-Bacnet | HDL-BN-4096 | Bacnet<->HDL-BUS data converter | 33 | 24 | FALSE |  | 25 |  |  | FALSE | 0 0 0
1099 | HDL-MGW/MT.431 | HDL-MGW/MT.431 | Modbus IP Gateway | 0 | 24 | FALSE | V3.0 | 24 |  |  | FALSE | 0 0 0
1100 | HDL-ML01 | SB-DN-Logic960 | Logic timer | 0 | 51 | FALSE |  | 51 |  |  | FALSE | 0 0 0 | SH9201BG
1101 | HDL-ML01 | SB-DN-Logic960 | Logic timer | 0 | 51 | FALSE |  | 36 |  |  | FALSE | 0 0 0 | SH9201BG
1102 | HDL-ML01 | SB-DN-Logic960 | Logic timer | 0 | 51 | FALSE |  | 22 |  |  | FALSE | 0 0 0 | SH9201BG
1103 | HDL-ML01 | SB-DN-Logic960 | Logic timer | 0 | 51 | FALSE |  | 2 |  |  | FALSE | 0 0 0 | SH9201BG
1104 | HDL-MCLog.231 | SB-DN-Logic960 | Logic timer | 0 | 51 | FALSE |  | 2 |  |  | FALSE | 0 0 0 | SH9201BG
1105 | HDL-ML01 | SB-DN-Logic960 | Logic timer | 0 | 51 | FALSE |  | 2 |  |  | FALSE | 0 0 0 | SH9201BG
1106 | HDL-ML01 | SB-DN-Logic960 | Logic timer | 0 | 51 | FALSE |  | 2 |  |  | FALSE | 0 0 0 | SH9201BG
1107 | HDL-ML01 | SB-DN-Logic960 | Logic timer | 0 | 51 | FALSE |  | 2 |  |  | FALSE | 0 0 0 | SH9201BG
1108 | HDL-ML01 | SB-DN-Logic960 | Logic timer | 0 | 51 | FALSE | V2.0 |  | HW00032 |  | FALSE | 0 0 0 | SH9201BG
1109 | HDL-ML01 | SB-DN-Logic960 | Logic timer | 0 | 51 | FALSE | V2.0 |  | HW00032 |  | FALSE | 0 0 0 | SH9201BG
1110 | HDL-ML01 | SB-DN-Logic960 | Logic timer | 0 | 0 | FALSE | V4.01 |  |  |  | FALSE | 0 0 0 | SH9201BG
1111 | HDL-MCLog.431 | HDL-MCLog.431 | Logic timer | 0 | 0 | FALSE | V4.01 |  |  |  | FALSE | 0 0 0 | SH9201BG
1112 | HDL-MCLog.431 | HDL-MCLog.431 | Logic timer | 0 | 0 | TRUE | V4.01 |  |  |  | FALSE | 0 0 0 | SH9201BG
1113 | HDL-MRS232.431 | HDL-MRS232.431 | RS232<->HDL-BUS master click converter | 33 | 24 | FALSE | V3.0 | 24 |  |  | FALSE | 0 0 0 | SH5101BG
1114 | HDL-MRS232.231 | SB-DN-RS232N | RS232<->curtain controller | 33 | 24 | FALSE | V1.0 |  |  |  | FALSE | 0 0 0 | SH5101BG
1115 | HDL-MRS232.231 | SB-DN-RS232N | RS232<->HDL-BUS data transfer | 33 | 24 | FALSE | V1.0 |  |  |  | FALSE | 0 0 0 | SH5101BG
1116 | HDL-MCEIB.231 | HDL-MCEIB.231 | EIB<-->HDL data transfer | 0 | 25 | FALSE | V2.0 | 51 |  |  | FALSE | 0 0 0
1117 | HDL-MRS232.231 | SB-DN-RS232N | RS232<->HDL-BUS data transfer | 33 | 24 | FALSE | V1.0 |  |  |  | FALSE | 0 0 0 | SH5101BG
1118 | HDL-MRS232.431 | HDL-MRS232.431 | RS232<->HDL-BUS data transfer | 37 | 0 | FALSE | V1.01 |  | HW00035 |  | FALSE | 0 0 0 | SH5101BG
1119 | HDL-MRS232 | SB-DN-RS232N | RS232<->HDL-BUS converter | 33 | 24 | FALSE | V3.0 | 24 |  |  | FALSE | 0 0 0 | SH5101BG
1120 | HDL-MGW/MT.431 | HDL-MGW/MT.431 | Modbus IP Gateway | 0 | 24 | FALSE | V3.0 | 24 |  |  | FALSE | 0 0 0
1121 | HDL-MRS232.231 | SB-DN-RS232N | RS232<->HDL-BUS data transfer | 33 | 24 | FALSE | V1.0 |  |  |  | FALSE | 0 0 0 | SH5101BG
1122 | HDL-MRS232 | SB-DN-RS232N | RS232<->HDL-BUS FH converter | 33 | 24 | FALSE | V3.0 | 24 |  |  | FALSE | 0 0 0
1123 | HDL-MRS232 | SB-DN-RS232N | RS232<->HDL-BUS FH converter | 33 | 24 | FALSE | V3.0 | 24 |  |  | FALSE | 0 0 0
1124 | MBUS/GW-ZW.10 | MBUS/GW-ZW.10 | Zwave/Buspro Converter | 32 | 24 | FALSE | V3.0 | 24 |  |  | FALSE | 0 0 0
1125 | HDL-M485/GW.40 | HDL-M485/GW.40 | Bus<->485converter | 33 | 24 | FALSE | V3.0 | 24 |  |  | FALSE | 0 0 0
1126 | HDL-M485/GW.40 | HDL-M485/GW.40 | Bus<->485converter | 33 | 24 | FALSE | V3.0 | 24 |  |  | FALSE | 0 0 0
1127 | HDL-M485/GW.40 | HDL-M485/GW.40 | RS232<->HDL-BUS data transfer | 33 | 24 | FALSE | V1.0 |  |  |  | FALSE | 0 0 0 | SH5101BG
1128 | HDL-MRS232 | HDL-MRS232 | RS232<->HDL-BUS FH converter | 33 | 24 | TRUE | V3.0 | 24 |  |  | FALSE | 0 0 0
1129 | HDL-MRS232.231 | SB-DN-RS232N | RS232<->curtain controller | 33 | 24 | FALSE | V1.0 |  |  |  | FALSE | 0 0 0 | SH5101BG
1130 | HDL-MRS232 | SB-DN-RS232N | RS232<->HDL-BUS converter | 33 | 24 | FALSE | V3.0 | 24 |  |  | FALSE | 0 0 0 | SH5101BG
1131 | HDL-MRS232-AC | SB-DN-RS232N-AC | RS232<->HDL-BUS AC converter | 33 | 24 | FALSE | V3.0 | 24 |  |  | FALSE | 0 0 0 | SH5101BG
1132 | HDL-MRS232 | SB-DN-RS232N | RS232<->HDL-BUS FH converter | 33 | 24 | FALSE | V3.0 | 24 |  |  | FALSE | 0 0 0
1133 | HDL-MRS232 | SB-DN-RS232N | RS232<->HDL-BUS FH converter | 33 | 24 | FALSE | V3.0 | 24 |  |  | FALSE | 0 0 0
1134 | HDL-MCLog.431 | HDL-MCLog.431 | Logic timer | 0 | 0 | FALSE | V4.01 |  |  |  | FALSE | 0 0 0 | SH9201BG
1135 | HDL-MRS232U.431 | HDL-MRS232U.431 | RS232<->HDL-BUS converter | 33 | 24 | FALSE | V3.0 | 24 |  |  | FALSE | 0 0 0 | SH5101BG
1136 | HDL-MRS232 | SB-DN-RS232N | RS232<->HDL-BUS FH converter | 33 | 24 | FALSE | V3.0 | 24 |  |  | FALSE | 0 0 0
1137 | HDL-MRS232-AC | SB-DN-RS232N-AC | RS232<->HDL-BUS AC converter | 33 | 24 | FALSE | V3.0 | 24 |  |  | FALSE | 0 0 0 | SH5101BG
1138 | HDL-MRS232-AC | SB-DN-RS232N-AC | RS232<->HDL-BUS AC converter | 33 | 24 | FALSE | V3.0 | 24 |  |  | FALSE | 0 0 0 | SH5101BG
1139 | HDL-MRS232 | SB-DN-RS232 | RS232<->HDL-BUS converter | 33 | 24 | FALSE | V3.0 | 24 |  |  | FALSE | 0 0 0 | SH5101BG
1140 | HDL-M485/GW.40 | HDL-M485/GW.40 | Bus<->485 FloorHeating Converter | 33 | 24 | FALSE | V3.0 | 24 |  |  | FALSE | 0 0 0 | SH5101BG
1141 | HDL-MRS232U.431 | HDL-MRS232U.431 | RS232<->HDL-BUS converter | 33 | 24 | FALSE | V3.0 | 24 |  |  | FALSE | 0 0 0 | SH5101BG
1142 | HDL-MRS232 | SB-DN-RS232N | RS232<->HDL-BUS FH converter | 33 | 24 | FALSE | V3.0 | 24 |  |  | FALSE | 0 0 0
1143 | HDL-MRS232U.431 | HDL-MRS232U.431 | RS232<->HDL-BUS FH converter | 33 | 24 | FALSE | V3.0 | 24 |  |  | FALSE | 0 0 0
1144 | HDL-M485/GW.40 | HDL-M485/GW.40 | Bus<->485 FloorHeating Converter | 33 | 24 | FALSE | V3.0 | 24 |  |  | FALSE | 0 0 0 | SH5101BG
1145 | HDL-M485/GW.40 | HDL-M485/GW.40 | Bus<->485 FloorHeating Converter | 33 | 24 | FALSE | V3.0 | 24 |  |  | FALSE | 0 0 0 | SH5101BG
1146 | HDL-MRS232U.431 | HDL-MRS232U.431 | RS232<->HDL-BUS Converter | 64 | 0 | FALSE | V3.0 |  |  |  | FALSE
1147 | HDL-RS232.431 | HDL-RS232.431 | RS232<->HDL-BUS converter | 15 | 0 | TRUE | V3.0 | 24 |  |  | FALSE | 0 0 0 | SH5101BG
1148 | HDL-M485/GW.40 | HDL-M485/GW.40 | Bus<->485 FloorHeating Converter | 33 | 24 | FALSE | V3.0 | 24 |  |  | FALSE | 0 0 0 | SH5101BG
1149 | HDL-MRS232U.431 | HDL-MRS232U.431 | RS232<->HDL-BUS converter | 33 | 24 | FALSE | V3.0 | 24 |  |  | FALSE | 0 0 0 | SH5101BG
1150 | HDL-MDCAC | SB-MDCAC | DAIKIN central AC module | 0 | 36 | FALSE |  | 2 |  |  | FALSE | 0 0 0
1151 | HDL-MRS232 | HDL-MRS232 | RS232<->HDL-BUS FH converter | 33 | 24 | TRUE | V3.0 | 24 |  |  | FALSE | 0 0 0 | SH5101BG
1152 | HDL-M485/GW.40 | HDL-M485/GW.40 | Bus<->485 FloorHeating Converter | 33 | 24 | FALSE | V3.0 | 24 |  |  | FALSE | 0 0 0 | SH5101BG
1153 | HDL-M485/GW.40 | HDL-M485/GW.40 | RS232<->HDL-BUS data transfer | 33 | 24 | FALSE | V1.0 |  |  |  | FALSE | 0 0 0 | SH5101BG
1154 | HDL-MRS232.231 | SB-DN-RS232N | RS232<->curtain controller | 33 | 24 | FALSE | V1.0 |  |  |  | FALSE | 0 0 0 | SH5101BG
1155 | HDL-MRS232 | SB-DN-RS232N | RS232<->HDL-BUS FH converter | 33 | 24 | FALSE | V3.0 | 24 |  |  | FALSE | 0 0 0
1156 | HDL-MRS232 | HDL-MRS232 | RS232<->HDL-BUS FH converter | 33 | 24 | TRUE | V3.0 | 24 |  |  | FALSE | 0 0 0 | SH5101BG
1157 | HDL-M485/GW.40 | HDL-M485/GW.40 | Bus<->485 FloorHeating Converter | 33 | 24 | FALSE | V3.0 | 24 |  |  | FALSE | 0 0 0 | SH5101BG
1158 | HDL-M485/GW.40 | HDL-M485/GW.40 | Bus<->485 FloorHeating Converter | 33 | 24 | FALSE | V3.0 | 24 |  |  | FALSE | 0 0 0 | SH5101BG
1159 | HDL-RS232.431 | HDL-RS232.431 | RS232<->HDL-BUS converter | 15 | 0 | TRUE | V3.0 | 24 |  |  | FALSE | 0 0 0 | SH5101BG
1160 | HDL-M485/GW.40 | HDL-M485/GW.40 | Bus<->485converter | 33 | 24 | FALSE | V3.0 | 24 |  |  | FALSE | 0 0 0
1161 | HDL-MGW/MT.431 | HDL-MGW/MT.431 | Modbus IP Gateway[GD] | 0 | 24 | FALSE | V3.0 | 24 |  |  | FALSE | 0 0 0
1162 | MBUS/GW-ZB.10 | MBUS/GW-ZB.10 | Zigbee/Buspro Converter | 32 | 24 | FALSE | V3.0 | 24 |  |  | FALSE | 0 0 0
1163 | HDL-MGW/MT.431 | HDL-MGW/MT.431 | Modbus IP Gateway | 0 | 24 | FALSE | V3.0 | 24 |  |  | FALSE | 0 0 0
1164 | HDL-Bacnet | HDL-BN-4096 | Bacnet<->HDL-BUS data converter[GD] | 33 | 24 | FALSE |  | 25 |  |  | FALSE | 0 0 0
1200 | HDL-MHIOU-II.432 | HDL-MHIOU-II.432 | Hotel output and input module indonesia | 14 | 0 | FALSE | V4.01 | STM32 |  |  | FALSE | 1 7 14
1201 | HDL-MHIOU-II.432 | HDL-MHIOU-II.432 | Hotel output and input module indonesia | 14 | 0 | FALSE | V4.01 | STM32 |  |  | FALSE | 1 7 14
1202 | HDL-MHIOU-II.432 | HDL-MHIOU-II.432 | Hotel output and input module indonesia | 14 | 0 | FALSE | V4.01 | STM32 |  |  | FALSE | 1 7 14
1250 | HDL-MW02.431 | HDL-MW02.431 | 2ch window curtain controller | 2 | 5 | FALSE | V1.0 |  | HW00025 |  | FALSE | 2 2 2 | SH11.02BG
1300 | HDL-MIRC01T.40 | HDL-MIRC01T.40 | Infrared signal emission,remote receiving module | 4 | 13 | FALSE | V1.0 |  |  |  | FALSE | 0 0 0 | SH69.3332BI
1301 | HDL-MIRC04.40 | HDL-MIRC04.40 | Infrared signal emission,remote receiving module | 4 | 13 | FALSE | V1.0 |  |  |  | FALSE | 0 0 0 | SH69.3332BI
1302 | HDL-MIRC04.40 | HDL-MIRC04.40 | Infrared signal emission,remote receiving module | 4 | 13 | FALSE | V1.0 |  |  |  | FALSE | 0 0 0 | SH69.3332BI
1303 | HDL-MIRC04.40 | HDL-MIRC04.40 | Infrared signal emission,remote receiving module | 4 | 13 | FALSE | V1.0 |  |  |  | FALSE | 0 0 0 | SH69.3332BI
1400 | MSMW01.4C | MSMW01.4C | 毫米波传感器(金茂三亚酒店专用) | 0 | 0 | FALSE | V1.0 |  |  |  | FALSE
1401 | MSMW01.4C | MSMW01.4C | 毫米波传感器(新核心板（正式版本）) | 0 | 0 | FALSE | V1.0 |  |  |  | FALSE
1500 | HDL-MSPU05-RF.1C | HDL-MSPU05-RF.1C | Wall mount ultrasonic & PIR sensor | 7 | 0 | FALSE | V4.01 | ATXMEGA128D4 |  |  | FALSE | 5 100 5 | SH2003RS
1501 | HDL-MSPU03.BRF.10 | HDL-MSPU03.BRF.10 | Wireless ultrasonic sensor | 7 | 30 | FALSE | V1.0 |  |  |  | FALSE | 5 100 4 | SH2003RS
1502 | HDL-MRF16.4C | HDL-MRF16.4C | Wireless ultrasonic sensor | 7 | 30 | FALSE | V1.0 |  |  |  | FALSE | 0 0 0
1503 | HDL-MP01R08L.BRF.10 | HDL-MP01R08L.BRF.10 | Wireless ultrasonic sensor | 7 | 30 | FALSE | V1.0 |  |  |  | FALSE | 0 0 0
1504 | HDL-MB01/L1-BRF.10 | HDL-MB01/L1-BRF.10 | SmartUp Freelocate Switch | 7 | 30 | FALSE | V1.0 |  |  |  | FALSE | 0 0 0
1505 | HDL-MPIR/L1-BRF.10 | HDL-MPIR/L1-BRF.10 | SmartUp PIR Sensor | 7 | 30 | FALSE | V1.0 |  |  |  | FALSE | 5 100 4
1506 | HDL-MP4TH-FAN-RF.18 | HDL-MP4TH-FAN-RF.18 | Wireless Fan Controler | 7 | 30 | FALSE | V1.0 |  |  |  | FALSE | 5 100 4
1507 | HDL-MP4TH-FAN-RF.16 | HDL-MP4TH-FAN-RF.16 | Wireless Fan Controler | 7 | 30 | FALSE | V1.0 |  |  |  | FALSE | 5 100 4
1600 | HDL-MC48IPDMX.431 | HDL-MC48IPDMX.431 | 48 channels scene controller bus (standard t-shaped tunnel installation with Ethernet channels,with DMX) | 48 | 1 | FALSE | V1.0 |  |  |  | FALSE | 1 0 48
1601 | HDL-MC48IPDMX.431 | HDL-MC48IPDMX.431 | 48 channels scene controller bus[GD](standard t-shaped tunnel installation with Ethernet channels,with DMX) | 48 | 1 | FALSE | V1.0 |  |  |  | FALSE | 1 0 48
1602 | HDL-MC48IPDMX.231 | SB-DN-48DMX | 48 channels scene controller bus[GD](standard t-shaped tunnel installation with Ethernet channels,with DMX) | 48 | 1 | FALSE |  | 1 |  |  | FALSE | 1 0 48
1603 | HDL-MC48IPDMX.431 | HDL-MC48IPDMX.431 | 48 channels scene controller bus (standard t-shaped tunnel installation with Ethernet channels,with DMX) | 48 | 1 | FALSE | V1.0 |  |  |  | FALSE | 1 0 48
1700 | HDL-MRS232-AC | SB-DN-RS232N-AC | RS232<->HDL-BUS AC converter | 33 | 24 | FALSE | V3.0 | 24 |  |  | FALSE | 0 0 0 | SH5101BG
1701 | HDL-MVRV64.431 | HDL-MVRV64.431 | Modbus VRV | 0 | 24 | FALSE | V3.0 | 24 |  |  | FALSE | 0 0 0
1702 | HDL-MRS232-AC | SB-DN-RS232N-AC | RS232<->HDL-BUS AC converter | 33 | 24 | FALSE | V3.0 | 24 |  |  | FALSE | 0 0 0 | SH5101BG
1703 | HDL-M485/GW.40 | HDL-M485/GW.40 | 485<->HDL-BUS binthen Cutrain converter | 33 | 24 | FALSE | V3.0 | 24 |  |  | FALSE | 0 0 0 | SH5101BG
1704 | HDL-MRS232 | SB-DN-RS232N | RS232<->HDL-BUS Fresh Air Converter | 33 | 24 | FALSE | V3.0 | 24 |  |  | FALSE | 0 0 0 | SH5101BG
1800 | HDL-MC07-MRF.10 | HDL-MC07-MRF.10 | Brazil wireless multifunction panel | 7 | 30 | FALSE | V4.0 |  |  |  | FALSE | 0 0 0
2000 | HDL-MWH6 | SB-MWH6 | Wireless receiver | 125 | 22 | FALSE |  | 22 |  |  | FALSE | 0 0 0
2001 | HDL-MP2B.48 | HDL-MP2B.48 | 2 button multi-functional panel | 2 | 2 | FALSE | V4.0 - V4.04 |  | NPB1 |  | FALSE | 4 1 2
2002 | HDL-MP4B.48 | HDL-MP4B.48 | 4 button multi-functional panel | 4 | 2 | FALSE | V4.0 - V4.04 |  | NPB1 |  | FALSE | 4 1 4
2003 | HDL-MP6B.48 | HDL-MP6B.48 | 6 button multi-functional panel | 6 | 2 | FALSE | V4.0 - V4.04 |  | NPB1 |  | FALSE | 4 1 6
2004 | HDL-MP8B.48 | HDL-MP8B.48 | 8 button multi-functional panel | 8 | 2 | FALSE | V4.0 - V4.04 |  | NPB1 |  | FALSE | 4 1 8
2005 | HDL-MP2K.48 | HDL-MP2K.48 | 2 button multi-functional panel | 2 | 2 | FALSE | V4.0 - V4.04 | MEGA32A | MK1 |  | FALSE | 4 1 2
2006 | HDL-MP4K.48 | HDL-MP4K.48 | 4 button multi-functional panel | 4 | 2 | FALSE | V4.0 - V4.04 | MEGA32A | MK1 |  | FALSE | 4 1 4
2007 | HDL-MP6K.48 | HDL-MP6K.48 | 6 button multi-functional panel | 6 | 2 | FALSE | V04.02 | MEGA32A | MK1 |  | FALSE | 4 1 6
2008 | HDL-MP8K.48 | HDL-MP8K.48 | 8 button multi-functional panel | 8 | 2 | FALSE | V4.0 - V4.04 | MEGA32A | MK1 |  | FALSE | 4 1 8
2009 | HDL-MWH6 | SB-MWH6 | Wireless receiver | 8 | 22 | FALSE |  | 2 |  |  | FALSE | 0 0 0
2010 | HDL-MP2B.46 | HDL-MP2B.46 | 2 button multi-functional panel | 2 | 2 | TRUE | V4.0 - V4.04 | MEGA32_1 |  |  | FALSE | 4 1 2
2011 | HDL-MP4B.46 | HDL-MP4B.46 | iFlex series 4 buttons smart panel US | 4 | 2 | TRUE | V4.0 - V4.04 | MEGA32_1 |  |  | FALSE | 4 1 4
2012 | HDL-MP6B.46 | HDL-MP6B.46 | 6 button multi-functional panel | 6 | 2 | TRUE | V4.0 - V4.04 | MEGA32_1 |  |  | FALSE | 4 1 6
2013 | HDL-MP8B.46 | HDL-MP8B.46 | 8 button multi-functional panel | 8 | 2 | TRUE | V4.0 - V4.04 | MEGA32_1 |  |  | FALSE | 4 1 8
2014 | HDL-MPHG01.48 | HDL-MPHG01.48 | 1 button smart switch digital wall panel | 1 | 2 | FALSE | V4.0 - V4.04 | 2 |  |  | FALSE | 4 1 1
2015 | HDL-PHG02SA.48 | HDL-PHG02SA.48 | 2 button smart switch digital wall panel | 2 | 2 | FALSE | V4.0 - V4.04 | 2 |  |  | FALSE | 4 1 2
2016 | HDL-MPHG03A.48 | HDL-MPHG03A.48 | 3 button smart switch digital wall panel | 3 | 2 | FALSE | V4.0 - V4.04 | 2 |  |  | FALSE | 4 1 3
2017 | HDL-MPHG04BA.48 | HDL-MPHG04BA.48 | 4 button smart switch digital wall panel | 4 | 2 | FALSE | V4.0 - V4.04 | 2 |  |  | FALSE | 4 1 4
2018 | HDL-MPHG05A.48 | HDL-MPHG05A.48 | 5 button smart switch digital wall panel | 5 | 2 | FALSE | V4.0 - V4.04 | 2 |  |  | FALSE | 4 1 5
2019 | HDL-MP01R.48 | HDL-MP01R.48 | 1 button smart switch digital wall panel | 1 | 2 | FALSE | V4.0 - V4.04 |  | NPR1 |  | FALSE | 4 1 1
2020 | HDL-MP02R.48 | HDL-MP02R.48 | 2 button smart switch digital wall panel | 2 | 2 | FALSE | V4.0 - V4.04 |  | NPR1 |  | FALSE | 4 1 2
2021 | HDL-MP04R.48 | HDL-MP04R.48 | 4 button smart switch digital wall panel | 4 | 2 | FALSE | V4.0 - V4.04 |  | NPR1 |  | FALSE | 4 1 4
2022 | HDL-MPT2.46 | HDL-MPT2.46 | 2 button multi-functional panel | 2 | 2 | FALSE | V4.0 - V4.04 |  | NPT1 |  | FALSE | 4 1 2
2023 | HDL-MPT4.46 | HDL-MPT4.46 | 4 button multi-functional panel | 4 | 2 | FALSE | V4.0 - V4.04 |  | NPT1 |  | FALSE | 4 1 4
2024 | HDL-MPT6.46 | HDL-MPT6.46 | 6 button multi-functional panel | 6 | 2 | FALSE | V4.0 - V4.04 |  | NPT1 |  | FALSE | 4 1 6
2025 | HDL-MP4A.48 | HDL-MP4A.48 | 2 button multi-functional panel | 4 | 2 | TRUE | V4.0 - V4.04 | MEGA32_1 |  |  | FALSE | 4 1 4
2026 | HDL-MP8A.48 | HDL-MP8A.48 | 4 button multi-functional panel | 8 | 2 | TRUE | V4.0 - V4.04 | MEGA32_1 |  |  | FALSE | 4 1 8
2027 | HDL-MP5R.48 | HDL-MP5R.48 | 5 button multi-functional panel | 5 | 2 | FALSE | V4.0 - V4.04 | 2 |  |  | FALSE | 4 1 5
2028 | HDL-MP5M.48 | HDL-MP5M.48 | 5 button multi-functional panel | 5 | 2 | FALSE | V4.0 - V4.04 | 9 |  |  | FALSE | 4 1 5
2029 | HDL-MPT1.48 | HDL-MPT1.48 | 1 button touch panel with temperature | 1 | 2 | TRUE | V4.0 - V4.04 | ATSAMD20E17 |  |  | FALSE | 4 1 1
2030 | HDL-MPT2.48 | HDL-MPT2.48 | 2 button touch panel with temperature | 2 | 2 | TRUE | V4.0 - V4.04 | ATSAMD20E17 |  |  | FALSE | 4 1 2
2031 | HDL-MPT3.48 | HDL-MPT3.48 | 3 button touch panel with temperature | 3 | 2 | TRUE | V4.0 - V4.04 | ATSAMD20E17 |  |  | FALSE | 4 1 3
2032 | HDL-MPT4.48 | HDL-MPT4.48 | 4 button touch panel with temperature | 4 | 2 | TRUE | V4.0 - V4.04 | ATSAMD20E17 |  |  | FALSE | 4 1 4
2033 | HDL-MP1D.48 | HDL-MP1D.48 | 1 button smart wall switch panel with temperature | 1 | 2 | FALSE | V4.0 - V4.04 | MEGA32A |  |  | FALSE | 4 1 1
2034 | HDL-MP2D.48 | HDL-MP1D.48 | 2 button smart wall switch panel with temperature | 2 | 2 | FALSE | V4.0 - V4.04 | MEGA32A |  |  | FALSE | 4 1 2
2035 | HDL-MP3D.48 | HDL-MP3D.48 | 3 button smart wall switch panel with temperature | 3 | 2 | FALSE | V4.0 - V4.04 | MEGA32A |  |  | FALSE | 4 1 3
2036 | HDL-MP4BD.48 | HDL-MP4BD.48 | 4 button smart wall switch panel with temperature | 4 | 2 | FALSE | V4.0 - V4.04 | MEGA32A |  |  | FALSE | 4 1 4
2037 | HDL-MP5D.48 | HDL-MP5D.48 | 5 button smart wall switch panel with temperature | 5 | 2 | FALSE | V4.0 - V4.04 | MEGA32A |  | DSC07201.JPG | FALSE | 4 1 5
2038 | HDL-MP6D.48 | HDL-MP6D.48 | 6 button smart wall switch panel with temperature | 6 | 2 | FALSE | V4.0 - V4.04 | MEGA32A |  |  | FALSE | 4 1 6
2039 | HDL-MP13D.48 | HDL-MP13D.48 | 13 button smart wall switch panel with temperature | 13 | 2 | FALSE | V4.0 - V4.04 | MEGA32A |  |  | FALSE | 4 1 13
2040 | HDL-MP01R.48 | HDL-MP01R.48 | 1 button smart switch digital wall panel with temperature | 1 | 2 | FALSE | V4.0 - V4.04 |  |  |  | FALSE | 4 1 1
2041 | HDL-MP02R.48 | HDL-MP02R.48 | 2 button smart switch digital wall panel with temperature | 2 | 2 | FALSE | V4.0 - V4.04 |  | NPR1 |  | FALSE | 4 1 2
2042 | HDL-MP03R.48 | HDL-MP03R.48 | 3 button smart switch digital wall panel with temperature | 3 | 2 | FALSE | V4.0 - V4.04 |  | NPR1 |  | FALSE | 4 1 3
2043 | HDL-MP04R.48 | HDL-MP04R.48 | 4 button smart switch digital wall panel with temperature | 4 | 2 | FALSE | V4.0 - V4.04 |  | NPR1 |  | FALSE | 4 1 4
2044 | HDL-MP2B.48 | HDL-MP2B.48 | 2 button multi-functional panel | 2 | 2 | FALSE | V4.1 |  | NPB1 |  | FALSE | 4 1 2
2045 | HDL-MP4B.48 | HDL-MP4B.48 | 4 button multi-functional panel | 4 | 2 | FALSE | V4.1 |  | NPB1 |  | FALSE | 4 1 4
2046 | HDL-MP6B.48 | HDL-MP6B.48 | 6 button multi-functional panel | 6 | 2 | FALSE | V4.1 |  | NPB1 |  | FALSE | 4 1 6
2047 | HDL-MP8B.48 | HDL-MP8B.48 | 8 button multi-functional panel | 8 | 2 | FALSE | V4.1 |  | NPB1 |  | FALSE | 4 1 8
2048 | HDL-MP2B.48 | HDL-MP2B.48 | 2 button multi-functional panel | 2 | 2 | FALSE | V4.1 |  | NPB1 |  | FALSE | 4 1 2
2049 | HDL-MP4B.48 | HDL-MP4B.48 | 4 button multi-functional panel | 4 | 2 | FALSE | V4.1 | 963A | NPB1 |  | FALSE | 4 1 4
2050 | HDL-MP6B.48 | HDL-MP6B.48 | 6 button multi-functional panel | 6 | 2 | FALSE | V4.1 | 963A | NPB1 |  | FALSE | 4 1 6
2051 | HDL-MP8B.48 | HDL-MP8B.48 | 8 button multi-functional panel | 8 | 2 | FALSE | V4.1 | 963A | NPB1 |  | FALSE | 4 1 8
2053 | HDL-MPHG06A.48 | HDL-MPHG06A.48 | 6 button smart switch digital wall panel | 6 | 2 | FALSE | V4.0 - V4.04 | 2 |  |  | FALSE | 4 1 6
2054 | HDL-MPHG13A.48 | HDL-MPHG13A.48 | 13 button smart switch digital wall panel | 13 | 2 | FALSE | V4.0 - V4.04 | 2 |  |  | FALSE | 4 1 13
2055 | MP201.3825 | MP201.3825 | 1 button touch panel with temperature | 1 | 0 | FALSE | V4.01 |  |  |  | FALSE | 4 1 1
2056 | MP202.3825 | MP202.3825 | 2 button touch panel with temperature | 2 | 0 | FALSE | V4.01 |  |  |  | FALSE | 4 1 2
2057 | MP204.3825 | MP204.3825 | 4 button touch panel with temperature | 4 | 0 | FALSE | V4.01 |  |  |  | FALSE | 4 1 4
2058 | HDL-MPL4.28 | SB-DLP | Panel with AC 2 | 4 | 0 | FALSE | V4.01 |  |  |  | FALSE | 4 1 16
2059 | HDL-MP104.48 | SB-WS4M | 2 button multi-functional panel (with infrared control) | 2 | 0 | FALSE | V4.01 |  |  |  | FALSE | 4 1 2
2060 | HDL-MP108.48 | SB-WS8M | 4 button multi-functional panel (with infrared control) | 4 | 0 | FALSE | V4.01 |  |  |  | FALSE | 4 1 4
2061 | HDL-MPT6.46 | HDL-MPT6.46 | 6 button multi-functional panel | 6 | 0 | FALSE | V4.01 | 00977B | NPT3 |  | FALSE | 4 1 6
2062 | HDL-MPT1.48 | HDL-MPT1.48 | 1 button touch panel with temperature | 1 | 0 | FALSE | V4.1 | MEGA32A |  |  | FALSE | 4 1 1
2063 | HDL-MPT2.48 | HDL-MPT2.48 | 2 button touch panel with temperature | 2 | 0 | FALSE | V4.1 | MEGA32A |  |  | FALSE | 4 1 2
2064 | HDL-MPT3.48 | HDL-MPT3.48 | 3 button touch panel with temperature | 3 | 0 | FALSE | V4.1 | MEGA32A |  |  | FALSE | 4 1 3
2065 | HDL-MPT4.48 | HDL-MPT4.48 | 4 button touch panel with temperature | 4 | 0 | FALSE | V4.1 | MEGA32A |  |  | FALSE | 4 1 4
2066 | HDL-MPT4.D | HDL-MPT4.D | 4 button wireless multifunction panel generation 1 | 4 | 2 | FALSE | V4.1 |  |  |  | FALSE | 0 0 0
2067 | HDL-MPT4.46 | HDL-MPT4.46 | 4 button touch panel with temperature | 4 | 0 | FALSE | V4.1 | 00977B | NPT3 |  | FALSE | 4 1 4
2068 | HDL-MPT2.46 | HDL-MPT2.46 | 2 button touch panel with temperature | 2 | 0 | FALSE | V4.1 | 00977B | HW00043 |  | FALSE | 4 1 2
2069 | HDL-MPT06/101.48 | HDL-MPT06/101.48 | 6 button wireless multifunction panel generation 1 | 6 | 2 | FALSE | V4.1 |  |  |  | FALSE | 4 1 8
2070 | HDL-MPT02/101.48 | HDL-MPT02/101.48 | 2 button wireless multifunction panel generation 1 | 2 | 2 | FALSE | V4.1 |  |  |  | FALSE | 4 1 8
2071 | HDL-MPT03/101.48 | HDL-MPT03/101.48 | 3 button wireless multifunction panel generation 1 | 3 | 2 | FALSE | V4.1 |  |  |  | FALSE | 4 1 8
2072 | HDL-MPT01/101.48 | HDL-MPT01/101.48 | 1 button wireless multifunction panel generation 1 | 1 | 2 | FALSE | V4.1 |  |  |  | FALSE | 4 1 8
2073 | HDL-MPT2I.48 | HDL-MPT2I.48 | Iran 2 Button multi-functional panel | 2 | 2 | FALSE | V4.1 |  |  |  | FALSE | 4 1 8
2074 | HDL-MPT4I.48 | HDL-MPT4I.48 | Iran 4 Button multi-functional panel | 4 | 2 | FALSE | V4.1 |  |  |  | FALSE | 4 1 8
2075 | HDL-MPT6I.48 | HDL-MPT6I.48 | Iran 6 Button multi-functional panel | 6 | 2 | FALSE | V4.1 |  |  |  | FALSE | 4 1 8
2076 | HDL-MP04B/D.48 | HDL-MP04B/D.48 | 4 button multi-functional panel | 4 | 2 | FALSE | V4.0 - V4.04 | 963A | NPB1 |  | FALSE | 4 1 4
2077 | HDL-MPB02/LF | HDL-MPB02/LF | 2 button multifunction Touch OLED panel | 2 | 2 | FALSE | V1.1 |  |  |  | FALSE | 0 0 0
2078 | HDL-MPB04/LF | HDL-MPB04/LF | 4 button multifunction Touch OLED panel | 4 | 2 | FALSE | V1.1 |  |  |  | FALSE | 0 0 0
2079 | HDL-MPB06/LF | HDL-MPB06/LF | 6 button multifunction Touch OLED panel | 6 | 2 | FALSE | V1.1 |  |  |  | FALSE | 0 0 0
2080 | HDL-MPH1B/L.48 | HDL-MPH1B/L.48 | 1 button multifunction panel | 1 | 2 | FALSE | V1.1 |  |  |  | FALSE | 0 0 0
2081 | HDL-MPH2B/L.48 | HDL-MPH2B/L.48 | 2 button multifunction panel | 2 | 2 | FALSE | V1.1 |  |  |  | FALSE | 0 0 0
2082 | HDL-MPH3B/L.48 | HDL-MPH3B/L.48 | 3 button multifunction panel | 3 | 2 | FALSE | V1.1 |  |  |  | FALSE | 0 0 0
2083 | HDL-MPH4B/L.48 | HDL-MPH4B/L.48 | 4 button multifunction panel | 4 | 2 | FALSE | V1.1 |  |  |  | FALSE | 0 0 0
2084 | HDL-MPH5B/L.48 | HDL-MPH5B/L.48 | 5 button multifunction panel | 5 | 2 | FALSE | V1.1 |  |  |  | FALSE | 0 0 0
2085 | HDL-MPT1.48-A | HDL-MPT1.48-A | 1 button touch panel with temperature | 1 | 0 | FALSE | V4.1 | 00977B | HW00042 |  | FALSE | 4 1 1
2086 | HDL-MPT2.48-A | HDL-MPT2.48-A | 2 button touch panel with temperature | 2 | 0 | FALSE | V4.1 | 00977B | HW00042 |  | FALSE | 4 1 1
2087 | HDL-MPT3.48-A | HDL-MPT3.48-A | 3 button touch panel with temperature | 3 | 0 | FALSE | V4.1 | 00977B | HW00042 |  | FALSE | 4 1 1
2088 | HDL-MPT4.48-A | HDL-MPT4.48-A | 4 button touch panel with temperature | 4 | 0 | FALSE | V4.1 | 00977B | HW00042 |  | FALSE | 4 1 1
2089 | HDL-MPT2.46-A | HDL-MPT2.46-A | 2 button touch panel with temperature | 2 | 0 | FALSE | V4.1 | 00977B | HW00042 |  | FALSE | 4 1 1
2090 | HDL-MPT4.46-A | HDL-MPT4.46-A | 4 button touch panel with temperature | 4 | 0 | FALSE | V4.1 | 00977B | HW00042 |  | FALSE | 4 1 1
2091 | HDL-MPT6.46-A | HDL-MPT6.46-A | 6 button touch panel with temperature | 6 | 0 | FALSE | V4.1 | 00977B | HW00042 |  | FALSE | 4 1 1
2092 | HDL-MP14S.48 | HDL-MP14S.48 | 14 Button Smart Wall Switch Panel with Temperature | 14 | 2 | FALSE | V4.0 - V4.04 | 2 |  |  | FALSE | 4 1 13
2093 | HDL-MP07S.48 | HDL-MP07S.48 | 7 Button Smart Wall Switch Panel with Temperature | 7 | 2 | FALSE | V4.0 - V4.04 | 2 |  |  | FALSE | 4 1 13
2094 | HDL-MPH3A/L.48 | HDL-MPH3A/L.48 | 3 button multifunction panel | 3 | 2 | FALSE | V1.1 |  |  |  | FALSE | 0 0 0
2095 | HDL-MPH6B/L.48 | HDL-MPH6B/L.48 | 6 button multifunction panel | 6 | 2 | FALSE | V1.1 |  |  |  | FALSE | 0 0 0
2096 | HDL-MP01R.48-A | HDL-MP01R.48-A | 1 Button Smart switch Digital Wall Panel with Temperature | 1 | 2 | FALSE | V4.0 - V4.04 |  |  |  | FALSE | 4 1 1
2097 | HDL-MP02R.48-A | HDL-MP02R.48-A | 2 Button Smart switch Digital Wall Panel with Temperature | 2 | 2 | FALSE | V4.0 - V4.04 |  |  |  | FALSE | 4 1 1
2098 | HDL-MP03R.48-A | HDL-MP03R.48-A | 3 Button Smart switch Digital Wall Panel with Temperature | 3 | 2 | FALSE | V4.0 - V4.04 |  |  |  | FALSE | 4 1 1
2099 | HDL-MP04R.48-A | HDL-MP04R.48-A | 4 Button Smart switch Digital Wall Panel with Temperature | 4 | 2 | FALSE | V4.0 - V4.04 |  |  |  | FALSE | 4 1 1
2100 | HDL-MP4C.48 | HDL-MP4C.48 | Granite/metal push 4 button panel | 4 | 2 | FALSE | V4.0 - V4.04 |  |  |  | FALSE | 4 1 1
2101 | HDL-MP6C.46 | HDL-MP6C.46 | Granite/metal push 6 button panel | 6 | 2 | FALSE | V4.0 - V4.04 |  |  |  | FALSE | 4 1 1
2102 | HDL-MPT3.48 | HDL-MPT3.48 | 3 button touch panel with temperature | 4 | 0 | FALSE | V4.1 | MEGA32A |  |  | FALSE | 4 1 3
2103 | HDL-MPH104.48 | HDL-MPH104.48 | HDL Smart-HOTEL 4 Button Wall Panel | 4 | 2 | FALSE |  | MEGA32A |  |  | FALSE | 4 1 4
2104 | HDL-MPT1.48-A | HDL-MPT1.48-A | 1 button touch panel with temperature | 1 | 0 | FALSE | V4.1 | MEGA32A |  |  | FALSE | 4 1 1
2105 | HDL-MPT2.48-A | HDL-MPT2.48-A | 2 button touch panel with temperature | 2 | 0 | FALSE | V4.1 | MEGA32A |  |  | FALSE | 4 1 2
2106 | HDL-MPT3.48-A | HDL-MPT3.48-A | 3 button touch panel with temperature | 3 | 0 | FALSE | V4.1 | MEGA32A |  |  | FALSE | 4 1 3
2107 | HDL-MPT4.48-A | HDL-MPT4.48-A | 4 button touch panel with temperature | 4 | 0 | FALSE | V4.1 | MEGA32A |  |  | FALSE | 4 1 4
2108 | HDL-MP8B.48 | HDL-MP8B.48 | 8 button multi-functional panel | 8 | 2 | FALSE | V4.0 - V4.04 |  | NPB1 |  | FALSE | 4 1 8
2109 | HDL-MPHG01N.48 | HDL-MPHG01N.48 | 1 button multi-functional panel | 1 | 2 | FALSE | V4.0 - V4.04 |  | NPB1 |  | FALSE | 4 1 8
2110 | HDL-MPHG02D.48 | HDL-MPHG02D.48 | 2 button multi-functional panel | 2 | 2 | FALSE | V4.0 - V4.04 |  | NPB1 |  | FALSE | 4 1 8
2111 | HDL-MPHG03D.48 | HDL-MPHG03D.48 | 3 button multi-functional panel | 3 | 2 | FALSE | V4.0 - V4.04 |  | NPB1 |  | FALSE | 4 1 8
2112 | HDL-MPHG04N.48 | HDL-MPHG04N.48 | 4 button multi-functional panel | 4 | 2 | TRUE | V4.0 - V4.04 |  | NPB1 |  | FALSE | 4 1 8
2113 | HDL-MPHG05D.48 | HDL-MPHG05D.48 | 5 button multi-functional panel | 5 | 2 | FALSE | V4.0 - V4.04 |  | NPB1 |  | FALSE | 4 1 8
2114 | HDL-MPT06/101.48 | HDL-MPT06/101.48 | 6 button wireless multifunction panel generation 1 | 6 | 2 | FALSE | V4.1 |  |  |  | FALSE | 4 1 8
2115 | HDL-MPT04/101.48 | HDL-MPT04/101.48 | 4 button wireless multifunction panel generation 1 | 4 | 2 | FALSE | V4.1 |  |  |  | FALSE | 0 0 0
2116 | HDL-MPT02/101.48 | HDL-MPT02/101.48 | 2 button wireless multifunction panel generation 1 | 2 | 2 | FALSE | V4.1 |  |  |  | FALSE | 4 1 8
2117 | HDL-MPTF02.46 | HDL-MPTF02.46 | Prism Lite/2 button touch panel | 2 | 0 | FALSE | V4.1 | MEGA32A |  |  | FALSE | 4 1 2
2118 | HDL-MPTF04.46 | HDL-MPTF04.46 | Prism Lite/4 button touch panel | 4 | 0 | FALSE | V4.1 | MEGA32A |  |  | FALSE | 4 1 2
2119 | HDL-MPTF06.46 | HDL-MPTF06.46 | Prism Lite/6 button touch panel | 6 | 0 | FALSE | V4.1 | MEGA32A |  |  | FALSE | 4 1 2
2120 | HDL-MPTF02.48 | HDL-MPTF02.48 | Prism Lite/2 button touch panel | 2 | 0 | FALSE | V4.1 | MEGA32A |  |  | FALSE | 4 1 2
2121 | HDL-MPTF04.48 | HDL-MPTF04.48 | Prism Lite/4 button touch panel | 4 | 0 | FALSE | V4.1 | MEGA32A |  |  | FALSE | 4 1 2
2122 | HDL-MPTF06.48 | HDL-MPTF06.48 | Prism Lite/6 button touch panel | 6 | 0 | FALSE | V4.1 | MEGA32A |  |  | FALSE | 4 1 2
2123 | HDL-MPT03/101.48 | HDL-MPT03/101.48 | 3 button wireless multifunction panel generation 1 | 3 | 2 | FALSE | V4.1 |  |  |  | FALSE | 4 1 8
2124 | HDL-MPT2.46-A | HDL-MPT2.46-A | 2 button touch panel with temperature | 2 | 0 | FALSE | V4.1 | 00977B | HW00042 |  | FALSE | 4 1 1
2125 | HDL-MPT4.46-A | HDL-MPT4.46-A | 4 button touch panel with temperature | 4 | 0 | FALSE | V4.1 | 00977B | HW00042 |  | FALSE | 4 1 1
2126 | HDL-MPT6.46-A | HDL-MPT6.46-A | 6 button touch panel with temperature | 6 | 0 | FALSE | V4.1 | 00977B | HW00042 |  | FALSE | 4 1 1
2127 | HDL-MPT1.48-A | HDL-MPT1.48-A | 1 button touch panel with temperature | 1 | 0 | FALSE | V4.1 | MEGA32A |  |  | FALSE | 4 1 1
2128 | HDL-MPT2.48-A | HDL-MPT2.48-A | 2 button touch panel with temperature | 2 | 0 | FALSE | V4.1 | MEGA32A |  |  | FALSE | 4 1 2
2129 | HDL-MPT3.48-A | HDL-MPT3.48-A | 3 button touch panel with temperature | 3 | 0 | FALSE | V4.1 | MEGA32A |  |  | FALSE | 4 1 3
2130 | HDL-MPT4.48-A | HDL-MPT4.48-A | 4 button touch panel with temperature | 4 | 0 | FALSE | V4.1 | MEGA32A |  |  | FALSE | 4 1 4
2131 | HDL-MPT2.46-A | HDL-MPT2.46-A | 2 button touch panel with temperature | 2 | 0 | FALSE | V4.1 | 00977B | HW00042 |  | FALSE | 4 1 1
2132 | HDL-MPT4.46-A | HDL-MPT4.46-A | 4 button touch panel with temperature | 4 | 0 | FALSE | V4.1 | 00977B | HW00042 |  | FALSE | 4 1 1
2133 | HDL-MPT6.46-A | HDL-MPT6.46-A | 6 button touch panel with temperature | 6 | 0 | FALSE | V4.1 | 00977B | HW00042 |  | FALSE | 4 1 1
2134 | HDL-MPT2.46 | HDL-MPT2.46 | LF 2 button multi-functional panel | 2 | 0 | FALSE | V4.1 | 00977B | HW00042 |  | FALSE | 4 1 1
2135 | HDL-MPT4.46 | HDL-MPT4.46 | LF 4 button multi-functional panel | 4 | 0 | FALSE | V4.1 | 00977B | HW00042 |  | FALSE | 4 1 1
2136 | HDL-MPT6.46 | HDL-MPT6.46 | LF 6 button multi-functional panel | 6 | 0 | FALSE | V4.1 | 00977B | HW00042 |  | FALSE | 4 1 1
2137 | HDL-MP2B.48-A | HDL-MP2B.48-A | 2 button multi-functional panel | 2 | 0 | FALSE | V4.1 | 00977B | HW00042 |  | FALSE | 4 1 1
2138 | HDL-MP4B.48-A | HDL-MP4B.48-A | 4 button multi-functional panel | 4 | 0 | FALSE | V4.1 | 00977B | HW00042 |  | FALSE | 4 1 1
2139 | HDL-MP6B.48-A | HDL-MP6B.48-A | 6 button multi-functional panel | 6 | 0 | FALSE | V4.1 | 00977B | HW00042 |  | FALSE | 4 1 1
2140 | HDL-MP8B.48-A | HDL-MP8B.48-A | 8 button multi-functional panel | 8 | 0 | FALSE | V4.1 | 00977B | HW00042 |  | FALSE | 4 1 1
2141 | HDL-MP2S/TILE.48 | HDL-MP2S/TILE.48 | 2 button multi-functional panel | 2 | 0 | FALSE | V4.1 | 00977B | HW00042 |  | FALSE | 4 1 1
2142 | HDL-MP4S/TILE.48 | HDL-MP4S/TILE.48 | 4 button multi-functional panel | 4 | 0 | FALSE | V4.1 | 00977B | HW00042 |  | FALSE | 4 1 1
2143 | HDL-MP1B/TILE.48 | HDL-MP1B/TILE.48 | 2 button multi-functional panel | 2 | 0 | FALSE | V4.1 | 00977B | HW00042 |  | FALSE | 4 1 1
2144 | HDL-MP2B/TILE.48 | HDL-MP2B/TILE.48 | 2 button multi-functional panel | 4 | 0 | FALSE | V4.1 | 00977B | HW00042 |  | FALSE | 4 1 1
2145 | HDL-MP4B/TILE.48 | HDL-MP4B/TILE.48 | 4 button multi-functional panel | 8 | 0 | FALSE | V4.1 | 00977B | HW00042 |  | FALSE | 4 1 1
2146 | HDL-MP8B/TILE.48 | HDL-MP8B/TILE.48 | 8 button multi-functional panel | 16 | 0 | FALSE | V4.1 | 00977B | HW00042 |  | FALSE | 4 1 1
2147 | HDL-MP1B/Titan.48 | HDL-MP1B/Titan.48 | Titan/1 button multi-functional panel | 1 | 0 | FALSE | V4.1 | 00977B | HW00042 |  | FALSE | 4 1 1
2148 | HDL-MP2B/Titan.48 | HDL-MP2B/Titan.48 | Titan/2 button multi-functional panel | 2 | 0 | FALSE | V4.1 | 00977B | HW00042 |  | FALSE | 4 1 1
2149 | HDL-MP3B/Titan.48 | HDL-MP3B/Titan.48 | Titan/3 button multi-functional panel | 3 | 0 | FALSE | V4.1 | 00977B | HW00042 |  | FALSE | 4 1 1
2150 | HDL-MP6S/Titan.48 | HDL-MP6S/Titan.48 | Titan/6 button multi-functional panel | 6 | 0 | FALSE | V4.1 | 00977B | HW00042 |  | FALSE | 4 1 1
2151 | HDL-MP2S/Titan.48 | HDL-MP2S/Titan.48 | Titan/2 button multi-functional panel | 2 | 0 | FALSE | V4.1 | 00977B | HW00042 |  | FALSE | 4 1 1
2152 | HDL-MP4S/Titan.48 | HDL-MP4S/Titan.48 | Titan/4 button multi-functional panel | 4 | 0 | FALSE | V4.1 | 00977B | HW00042 |  | FALSE | 4 1 1
2153 | HDL-MP2B/KLUGER.48 | HDL-MP2B/KLUGER.48 | KluGer 2 button touch panel | 8 | 0 | FALSE | V4.1 | MEGA32A |  |  | FALSE | 4 1 2
2154 | HDL-MP4B/KLUGER.48 | HDL-MP4B/KLUGER.48 | KluGer 4 button touch panel | 10 | 0 | FALSE | V4.1 | MEGA32A |  |  | FALSE | 4 1 2
2155 | HDL-MP6B/KLUGER.48 | HDL-MP6B/KLUGER.48 | KluGer 6 button touch panel | 12 | 0 | FALSE | V4.1 | MEGA32A |  |  | FALSE | 4 1 2
2156 | HDL-MP4B.46-A | HDL-MP4B.46-A | 4 button multi-functional panel | 4 | 0 | FALSE | V4.1 | 00977B | HW00042 |  | FALSE | 4 1 1
2157 | HDL-MP8B.46-A | HDL-MP8B.46-A | 8 button multi-functional panel | 8 | 0 | FALSE | V4.1 | 00977B | HW00042 |  | FALSE | 4 1 1
2158 | HDL-MPL6B/TILE.48 | HDL-MPL6B/TILE.48 | 6 button OLED panel | 6 | 0 | FALSE | V4.1 | 00977B | HW00042 |  | FALSE | 4 1 1
2159 | HDL-MPH4C/L.48 | HDL-MPH4C/L.48 | 4 button multifunction panel | 4 | 2 | FALSE | V1.1 |  |  |  | FALSE | 0 0 0
2160 | HDL-MP4B.48 | HDL-MP4B.48 | 4 button multi-functional panel | 4 | 0 | FALSE | V4.1 | 00977B | HW00042 |  | FALSE | 4 1 1
2161 | HDL-MP6B.48 | HDL-MP6B.48 | 6 button multi-functional panel | 6 | 0 | FALSE | V4.1 | 00977B | HW00042 |  | FALSE | 4 1 1
2162 | HDL-MPTL4C.48 | HDL-MPTL4C.48 | Granite Display | 6 | 2 | FALSE | V4.0 - V4.04 |  |  |  | FALSE | 4 1 1
2163 | HDL-MP4B/TILE.48 | HDL-MP4B/TILE.48 | 4 button multi-functional panel | 8 | 0 | FALSE | V4.1 | 00977B | HW00042 |  | FALSE | 4 1 1
2164 | HDL-MP1B/TILE.48 | HDL-MP1B/TILE.48 | 1 button multi-functional panel | 2 | 0 | FALSE | V4.1 | 00977B | HW00042 |  | FALSE | 4 1 1
2165 | HDL-MP2B/TILE.48 | HDL-MP2B/TILE.48 | 2 button multi-functional panel | 4 | 0 | FALSE | V4.1 | 00977B | HW00042 |  | FALSE | 4 1 1
2166 | HDL-MP3B/TILE.48 | HDL-MP3B/TILE.48 | 3 button multi-functional panel | 6 | 0 | FALSE | V4.1 | 00977B | HW00042 |  | FALSE | 4 1 1
2167 | HDL-MP3B/TILE.48 | HDL-MP3B/TILE.48 | 3 button multi-functional panel | 6 | 0 | FALSE | V4.1 | 00977B | HW00042 |  | FALSE | 4 1 1
2168 | HDL-MPL8.48-A | HDL-MPL8.48-A | DLP panel with AC music clock floor heating | 8 | 2 | TRUE | V4.0 | STM32F103RC |  |  | FALSE | 4 1 32
2169 | HDL-MPTL4C.48 | HDL-MPTL4C.48 | Granite Display | 6 | 2 | FALSE | V4.0 - V4.04 |  |  |  | FALSE | 4 1 1
2170 | HDL-MPTL4C/JM.48 | HDL-MPTL4C/JM.48 | Granite Display | 6 | 2 | FALSE | V4.0 - V4.04 |  |  |  | FALSE | 4 1 1
2171 | MP1B-A/Titan.48 | MP1B-A/Titan.48 | Titan/1 button switch | 1 | 0 | FALSE | V4.1 | 00977B | HW00042 |  | FALSE | 4 1 1
2172 | MP2B-A/Titan.48 | MP2B-A/Titan.48 | Titan/2 button switch | 2 | 0 | FALSE | V4.1 | 00977B | HW00042 |  | FALSE | 4 1 1
2173 | MP3B-A/Titan.48 | MP3B-A/Titan.48 | Titan/3 button switch | 3 | 0 | TRUE | V4.1 | 00977B | HW00042 |  | FALSE | 4 1 1
2174 | MP4S-A/Titan.48 | MP4B-A/Titan.48 | Titan/4 button switch | 4 | 0 | FALSE | V4.1 | 00977B | HW00042 |  | FALSE | 4 1 1
2175 | MPL35C/TILE.48 | MPL35C/TILE.48 | FangYue multi-function panel | 6 | 2 | FALSE | V4.0 - V4.04 |  |  |  | FALSE | 4 1 1
2176 | HDL-MPL6B/TILE.48 | HDL-MPL6B/TILE.48 | 6 button OLED panel | 6 | 0 | FALSE | V4.1 | 00977B | HW00042 |  | FALSE | 4 1 1
2177 | MP1S-W/TILE.48 | MP1S-W/TILE.48 | TILE/1 button switch | 1 | 0 | FALSE | V4.1 | 00977B | HW00042 |  | FALSE | 4 1 1
2178 | MP2S-W/TILE.48 | MP2S-W/TILE.48 | TILE/2 button switch | 2 | 0 | FALSE | V4.1 | 00977B | HW00042 |  | FALSE | 4 1 1
2179 | MP3S-W/TILE.48 | MP3S-W/TILE.48 | TILE/3 button switch | 3 | 0 | FALSE | V4.1 | 00977B | HW00042 |  | FALSE | 4 1 1
2180 | MP4S-W/TILE.48 | MP4S-W/TILE.48 | TILE/4 button switch | 4 | 0 | FALSE | V4.1 | 00977B | HW00042 |  | FALSE | 4 1 1
2181 | HDL-MPL6B/TILE.48 | HDL-MPL6B/TILE.48 | 6 button OLED panel | 6 | 0 | FALSE | V4.1 | 00977B | HW00042 |  | FALSE | 4 1 1
2182 | HDL-MPTL4C.48 | HDL-MPTL4C.48 | Granite Display | 6 | 2 | FALSE | V4.0 - V4.04 |  |  |  | FALSE | 4 1 1
2183 | HDL-MP1B/TILE.48 | HDL-MP1B/TILE.48 | 1 button multi-functional panel | 2 | 0 | FALSE | V4.1 | 00977B | HW00042 |  | FALSE | 4 1 1
2184 | HDL-MP2S/TILE.48 | HDL-MP2S/TILE.48 | 2 button multi-functional panel | 2 | 0 | FALSE | V4.1 | 00977B | HW00042 |  | FALSE | 4 1 1
2185 | HDL-MP2B/TILE.48 | HDL-MP2B/TILE.48 | 2 button multi-functional panel | 4 | 0 | FALSE | V4.1 | 00977B | HW00042 |  | FALSE | 4 1 1
2186 | HDL-MP4S/TILE.48 | HDL-MP4S/TILE.48 | 4 button multi-functional panel | 4 | 0 | FALSE | V4.1 | 00977B | HW00042 |  | FALSE | 4 1 1
2187 | HDL-MP4B/TILE.48 | HDL-MP4B/TILE.48 | 4 button multi-functional panel | 8 | 0 | FALSE | V4.1 | 00977B | HW00042 |  | FALSE | 4 1 1
2188 | HDL-MP4B-A/TILE.48 | HDL-MP4B-A/TILE.48 | 4 button multi-functional panel | 8 | 0 | FALSE | V4.1 | 00977B | HW00042 |  | FALSE | 4 1 1
2189 | HDL-MPL6B/TILE.48 | HDL-MPL6B/TILE.48 | 6 button OLED panel | 6 | 0 | FALSE | V4.1 | 00977B | HW00042 |  | FALSE | 4 1 1
2190 | HDL-MPL40E/TILE.48 | HDL-MPL40E/TILE.48 | FangYue multi-function panel | 6 | 2 | FALSE | V4.0 - V4.04 |  |  |  | FALSE | 4 1 1
2191 | HDL-MPL6B/TILE.48 | HDL-MPL6B/TILE.48 | 6 button OLED panel | 6 | 0 | FALSE | V4.0 - V4.04 |  |  |  | FALSE | 4 1 1
2192 | HDL-MPTL4C.48 | HDL-MPTL4C.48 | Granite Display | 6 | 2 | FALSE | V4.0 - V4.04 |  |  |  | FALSE | 4 1 1
2193 | HDL-MP1B/Satin.48 | HDL-MP1B/Satin.48 | Satin Series 1-Button Panel | 2 | 2 | FALSE | V4.0 - V4.04 |  |  |  | FALSE | 4 1 1
2194 | HDL-MP2B/Satin.48 | HDL-MP2B/Satin.48 | Satin Series 2-Button Panel | 4 | 2 | FALSE | V4.0 - V4.04 |  |  |  | FALSE | 4 1 1
2195 | HDL-MP3B/Satin.48 | HDL-MP3B/Satin.48 | Satin Series 3-Button Panel | 6 | 2 | FALSE | V4.0 - V4.04 |  |  |  | FALSE | 4 1 1
2196 | HDL-MP1B-R3/Satin.48 | HDL-MP1B-R3/Satin.48 | Satin Series 1-Button Panel-With 3CH 10A Relay | 2 | 2 | FALSE | V4.0 - V4.04 |  |  |  | FALSE | 4 1 1
2197 | HDL-MP2B-R3/Satin.48 | HDL-MP2B-R3/Satin.48 | Satin Series 2-Button Panel-With 3CH 10A Relay | 4 | 2 | FALSE | V4.0 - V4.04 |  |  |  | FALSE | 4 1 1
2198 | HDL-MP3B-R3/Satin.48 | HDL-MP3B-R3/Satin.48 | Satin Series 3-Button Panel-With 3CH 10A Relay | 6 | 2 | FALSE | V4.0 - V4.04 |  |  |  | FALSE | 4 1 1
2199 | HDL-MP1B-D2/Satin.48 | HDL-MP1B-D2/Satin.48 | Satin Series 1-Button Panel-With 2CH 1A Dimmer | 2 | 2 | FALSE | V4.0 - V4.04 |  |  |  | FALSE | 4 1 1
2200 | HDL-MP2B-D2/Satin.48 | HDL-MP2B-D2/Satin.48 | Satin Series 2-Button Panel-With 2CH 1A Dimmer | 4 | 2 | FALSE | V4.0 - V4.04 |  |  |  | FALSE | 4 1 1
2201 | HDL-MP3B-D2/Satin.48 | HDL-MP3B-D2/Satin.48 | Satin Series 3-Button Panel-With 2CH 1A Dimmer | 6 | 2 | FALSE | V4.0 - V4.04 |  |  |  | FALSE | 4 1 1
2202 | HDL-MKPL1C-MC/Satin.48 | HDL-MKPL1C-MC/Satin.48 | Satin Series Music Panel | 6 | 2 | FALSE | V4.0 - V4.04 |  |  |  | FALSE | 4 1 1
2203 | HDL-MKPL1C-TC/Satin.48 | HDL-MKPL1C-TC/Satin.48 | Satin Series Climate Panel | 6 | 2 | FALSE | V4.0 - V4.04 |  |  |  | FALSE | 4 1 1
2204 | HDL-MKPL1C-DC/Satin.48 | HDL-MKPL1C-DC/Satin.48 | Satin Series Dimming Panel | 6 | 2 | FALSE | V4.0 - V4.04 |  |  |  | FALSE | 4 1 1
2205 | HDL-MP1-W-TEL/Satin.48 | HDL-MP1-W-TEL/Satin.48 | Satin Series Telephone Socket | 6 | 2 | FALSE | V4.0 - V4.04 |  |  |  | FALSE | 4 1 1
2206 | HDL-MP1-W-ETH/Satin.48 | HDL-MP1-W-ETH/Satin.48 | Satin Series Ethernet Socket | 6 | 2 | FALSE | V4.0 - V4.04 |  |  |  | FALSE | 4 1 1
2207 | HDL-MP1-SU-A/Satin.48 | HDL-MP1-SU-A/Satin.48 | Satin Series Dual USB Charger Socket | 6 | 2 | FALSE | V4.0 - V4.04 |  |  |  | FALSE | 4 1 1
2208 | HDL-MP1-S-A/Satin.48 | HDL-MP1-S-A/Satin.48 | Satin Series Socket | 6 | 2 | FALSE | V4.0 - V4.04 |  |  |  | FALSE | 4 1 1
2209 | HDL-MP1-E/Satin.48 | HDL-MP1-E/Satin.48 | Satin Series Emergency Panel | 6 | 2 | FALSE | V4.0 - V4.04 |  |  |  | FALSE | 4 1 1
2210 | HDL-MPL43C.46 | HDL-MPL43C.46 | Granite Display | 6 | 2 | FALSE | V4.0 - V4.04 |  |  |  | FALSE | 4 1 1
2211 | HDL-MPL43C.46 | HDL-MPL43C.46 | Granite Display | 6 | 2 | FALSE | V4.0 - V4.04 |  |  |  | FALSE | 4 1 1
2212 | HDL-MPL4CAI.48 | HDL-MPL4CAI.48 | Granite Display Pro | 6 | 2 | FALSE | V4.0 - V4.04 |  |  |  | FALSE | 4 1 1
2213 | HDL-MP1B-B/Satin.48 | HDL-MP1B-B/Satin.48 | Satin Series 1-Button Panel | 2 | 2 | FALSE | V4.0 - V4.04 |  |  |  | FALSE | 4 1 1
2214 | HDL-MP2B-B/Satin.48 | HDL-MP2B-B/Satin.48 | Satin Series 2-Button Panel | 4 | 2 | FALSE | V4.0 - V4.04 |  |  |  | FALSE | 4 1 1
2215 | HDL-MP3B-B/Satin.48 | HDL-MP3B-B/Satin.48 | Satin Series 3-Button Panel | 6 | 2 | FALSE | V4.0 - V4.04 |  |  |  | FALSE | 4 1 1
2216 | HDL-MP1B-R3-B/Satin.48 | HDL-MP1B-R3-B/Satin.48 | Satin Series 1-Button Panel-With 3CH 10A Relay | 2 | 2 | FALSE | V4.0 - V4.04 |  |  |  | FALSE | 4 1 1
2217 | HDL-MP2B-R3-B/Satin.48 | HDL-MP2B-R3-B/Satin.48 | Satin Series 2-Button Panel-With 3CH 10A Relay | 4 | 2 | FALSE | V4.0 - V4.04 |  |  |  | FALSE | 4 1 1
2218 | HDL-MP3B-R3-B/Satin.48 | HDL-MP3B-R3-B/Satin.48 | Satin Series 3-Button Panel-With 3CH 10A Relay | 6 | 2 | FALSE | V4.0 - V4.04 |  |  |  | FALSE | 4 1 1
2219 | HDL-MP1B-D2-B/Satin.48 | HDL-MP1B-D2-B/Satin.48 | Satin Series 1-Button Panel-With 2CH 1A Dimmer | 2 | 2 | FALSE | V4.0 - V4.04 |  |  |  | FALSE | 4 1 1
2220 | HDL-MP2B-D2-B/Satin.48 | HDL-MP2B-D2-B/Satin.48 | Satin Series 2-Button Panel-With 2CH 1A Dimmer | 4 | 2 | FALSE | V4.0 - V4.04 |  |  |  | FALSE | 4 1 1
2221 | HDL-MP3B-D2-B/Satin.48 | HDL-MP3B-D2-B/Satin.48 | Satin Series 3-Button Panel-With 2CH 1A Dimmer | 6 | 2 | FALSE | V4.0 - V4.04 |  |  |  | FALSE | 4 1 1
2222 | HDL-MKPL1C-MC-B/Satin.48 | HDL-MKPL1C-MC-B/Satin.48 | Satin Series Music Panel | 6 | 2 | FALSE | V4.0 - V4.04 |  |  |  | FALSE | 4 1 1
2223 | HDL-MKPL1C-TC-B/Satin.48 | HDL-MKPL1C-TC-B/Satin.48 | Satin Series Climate Panel | 6 | 2 | FALSE | V4.0 - V4.04 |  |  |  | FALSE | 4 1 1
2224 | HDL-MKPL1C-DC-B/Satin.48 | HDL-MKPL1C-DC-B/Satin.48 | Satin Series Dimming Panel | 6 | 2 | FALSE | V4.0 - V4.04 |  |  |  | FALSE | 4 1 1
2225 | HDL-MP1-W-TEL-B/Satin.48 | HDL-MP1-W-TEL-B/Satin.48 | Satin Series Telephone Socket | 6 | 2 | FALSE | V4.0 - V4.04 |  |  |  | FALSE | 4 1 1
2226 | HDL-MP1-W-ETH-B/Satin.48 | HDL-MP1-W-ETH-B/Satin.48 | Satin Series Ethernet Socket | 6 | 2 | FALSE | V4.0 - V4.04 |  |  |  | FALSE | 4 1 1
2227 | HDL-MP1-SU-A-B/Satin.48 | HDL-MP1-SU-A-B/Satin.48 | Satin Series Dual USB Charger Socket | 6 | 2 | FALSE | V4.0 - V4.04 |  |  |  | FALSE | 4 1 1
2228 | HDL-MP1-S-A-B/Satin.48 | HDL-MP1-S-A-B/Satin.48 | Satin Series Socket | 6 | 2 | FALSE | V4.0 - V4.04 |  |  |  | FALSE | 4 1 1
2229 | HDL-MP1-E-B/Satin.48 | HDL-MP1-E-B/Satin.48 | Satin Series Emergency Panel | 6 | 2 | FALSE | V4.0 - V4.04 |  |  |  | FALSE | 4 1 1
2230 | FZ04 | FZ04 | FangZhi 4B Panel | 5 | 2 | FALSE | V4.0 - V4.04 |  |  |  | FALSE | 4 1 1
2231 | FZ06 | FZ06 | FangZhi 6B Panel | 6 | 2 | FALSE | V4.0 - V4.04 |  |  |  | FALSE | 4 1 1
2232 | FZ08 | FZ08 | FangZhi 8B Panel | 9 | 2 | FALSE | V4.0 - V4.04 |  |  |  | FALSE | 4 1 1
2233 | HDL-HAGTSF/485L | HDL-HAGTSF/485L | FangYue multi-function panel | 6 | 2 | FALSE | V4.0 - V4.04 |  |  |  | FALSE | 4 1 1
2234 | FT06 | FT06 | FangZhi 6B multi-function panel | 6 | 2 | FALSE | V4.0 - V4.04 |  |  |  | FALSE | 4 1 1
2235 | FT08 | FT08 | FangZhi 8B multi-function panel | 6 | 2 | FALSE | V4.0 - V4.04 |  |  |  | FALSE | 4 1 1
2236 | HDL-HAGTSF/485L | HDL-HAGTSF/485L | FangYue multi-function panel | 6 | 2 | FALSE | V4.0 - V4.04 |  |  |  | FALSE | 4 1 1
2237 | HDL-MPTL4C.48 | HDL-MPTL4C.48 | Granite Display | 6 | 2 | FALSE | V4.0 - V4.04 |  |  |  | FALSE | 4 1 1
2238 | HDL-MPL6B/TILE.48 | HDL-MPL6B/TILE.48 | 6 button OLED panel | 6 | 0 | FALSE | V4.0 - V4.04 |  |  |  | FALSE | 4 1 1
2239 | HAG4TSF/485-GGG | HAG4TSF/485-GGG | HAG4TSF-GGG Scene Panel | 6 | 2 | FALSE | V4.0 - V4.04 |  |  |  | FALSE | 4 1 1
2240 | HAG8TSF/485-GGG | HAG8TSF/485-GGG | HAG8TSF-GGG Scene Panel | 6 | 2 | FALSE | V4.0 - V4.04 |  |  |  | FALSE | 4 1 1
2241 | HDL-MPL4B-W_TILE.48 | HDL-MPL4B-W_TILE.48 | 6 button OLED panel | 6 | 0 | FALSE | V4.0 - V4.04 |  |  |  | FALSE | 4 1 1
2242 | HDL-MPL4B-W_TILE.48 | HDL-MPL4B-W_TILE.48 | 6 button OLED panel[APM] | 6 | 0 | FALSE | V4.0 - V4.04 |  |  |  | FALSE | 4 1 1
2243 | HDL-MPL6B/TILE.48 | HDL-MPL6B/TILE.48 | 6 button OLED panel | 6 | 0 | FALSE | V4.1 | 00977B | HW00042 |  | FALSE | 4 1 1
2244 | HDL-MPL4B-W_TILE.48 | HDL-MPL4B-W_TILE.48 | 6 button OLED panel | 6 | 0 | FALSE | V4.0 - V4.04 |  |  |  | FALSE | 4 1 1
2245 | HDL-MPL4B-W_TILE.48 | HDL-MPL4B-W_TILE.48 | 6 button OLED panel[APM] | 6 | 0 | FALSE | V4.0 - V4.04 |  |  |  | FALSE | 4 1 1
2246 | FT06 | FT06 | FangZhi2.06B multi-function panel | 6 | 2 | FALSE | V4.0 - V4.04 |  |  |  | FALSE | 4 1 1
2247 | FZ04 | FZ04 | FangZhi2.0 4B Panel | 5 | 2 | FALSE | V4.0 - V4.04 |  |  |  | FALSE | 4 1 1
2248 | FZ08 | FZ08 | FangZhi2.0 8B Panel | 9 | 2 | FALSE | V4.0 - V4.04 |  |  |  | FALSE | 4 1 1
2250 | HDL-MPL43C.46 | HDL-MPL43C.46 | Granite Display | 6 | 2 | FALSE | V4.0 - V4.04 |  |  |  | FALSE | 4 1 1
2251 | HDL-MP1B/TILE.48 | HDL-MP1B/TILE.48 | 1 button multi-functional panel[N] | 2 | 0 | FALSE | V4.1 | 00977B | HW00042 |  | FALSE | 4 1 1
2252 | HDL-MP2S/TILE.48 | HDL-MP2S/TILE.48 | 2 button multi-functional panel[N] | 2 | 0 | FALSE | V4.1 | 00977B | HW00042 |  | FALSE | 4 1 1
2253 | HDL-MP2B/TILE.48 | HDL-MP2B/TILE.48 | 2 button multi-functional panel[N] | 4 | 0 | FALSE | V4.1 | 00977B | HW00042 |  | FALSE | 4 1 1
2254 | HDL-MP4S/TILE.48 | HDL-MP4S/TILE.48 | 4 button multi-functional panel[N] | 4 | 0 | FALSE | V4.1 | 00977B | HW00042 |  | FALSE | 4 1 1
2255 | HDL-MP4B/TILE.48 | HDL-MP4B/TILE.48 | 4 button multi-functional panel[N] | 8 | 0 | FALSE | V4.1 | 00977B | HW00042 |  | FALSE | 4 1 1
2256 | HDL-MP4B-A/TILE.48 | HDL-MP4B-A/TILE.48 | 4 button multi-functional panel[N] | 8 | 0 | FALSE | V4.1 | 00977B | HW00042 |  | FALSE | 4 1 1
2257 | HDL-MP1B/TILE.48 | HDL-MP1B/TILE.48 | 1 button multi-functional panel | 2 | 0 | FALSE | V4.1 | 00977B | HW00042 |  | FALSE | 4 1 1
2258 | HDL-MP2S/TILE.48 | HDL-MP2S/TILE.48 | 2 button multi-functional panel | 2 | 0 | FALSE | V4.1 | 00977B | HW00042 |  | FALSE | 4 1 1
2259 | HDL-MP2B/TILE.48 | HDL-MP2B/TILE.48 | 2 button multi-functional panel | 4 | 0 | FALSE | V4.1 | 00977B | HW00042 |  | FALSE | 4 1 1
2260 | HDL-MP4S/TILE.48 | HDL-MP4S/TILE.48 | 4 button multi-functional panel | 4 | 0 | FALSE | V4.1 | 00977B | HW00042 |  | FALSE | 4 1 1
2261 | HDL-MP4B/TILE.48 | HDL-MP4B/TILE.48 | 4 button multi-functional panel | 8 | 0 | FALSE | V4.1 | 00977B | HW00042 |  | FALSE | 4 1 1
2262 | HDL-MP4B-A/TILE.48 | HDL-MP4B-A/TILE.48 | 4 button multi-functional panel | 8 | 0 | FALSE | V4.1 | 00977B | HW00042 |  | FALSE | 4 1 1
2263 | HDL-MPTL4C.48 | HDL-MPTL4C.48 | Granite Display | 6 | 2 | FALSE | V4.0 - V4.04 |  |  |  | FALSE | 4 1 1
2264 | HDL-MPTL4C.48 | HDL-MPTL4C.48 | Granite Display | 6 | 2 | FALSE | V4.0 - V4.04 |  |  |  | FALSE | 4 1 1
2265 | MPL35C/TILE.48 | MPL35C/TILE.48 | Tile Series Climate Panel | 0 | 0 | FALSE |  |  |  |  | FALSE
2266 | HDL-MPL40E/TILE.48 | HDL-MPL40E/TILE.48 | FangYue multi-function panel | 6 | 2 | FALSE | V4.0 - V4.04 |  |  |  | FALSE | 4 1 1
2267 | HDL-MPT6.46-A | HDL-MPT6.46-A | 6 button touch panel with temperature[N] | 6 | 0 | FALSE | V4.1 | 00977B | HW00042 |  | FALSE | 4 1 1
2268 | HDL-MPT4.48-A | HDL-MPT4.48-A | 4 button touch panel with temperature[N] | 4 | 0 | FALSE | V4.1 | MEGA32A |  |  | FALSE | 4 1 4
3046 | HDL-MSM.431 | HDL-MSM.431 | Advanced security controller | 8 | 9 | FALSE | V4.0 - V4.05 | 2 | HW00033 |  | FALSE | 0 0 0
3047 | HDL-MSM | SB-DN-SEC250K | Advanced security controller | 8 | 9 | FALSE | V4.0 - V4.05 | 2 | HW00033 |  | FALSE | 0 0 0
3048 | HDL-MSM | SB-DN-SEC250K | Advanced security controller | 8 | 9 | FALSE |  | 2 |  |  | FALSE | 0 0 0
3049 | HDL-MSM | SB-DN-SEC250K | Advanced security controller | 8 | 9 | FALSE |  | 2 |  | psuCAJN5OZR.jpg | FALSE | 0 0 0
3050 | HDL-MP101B.28013 | SB-WS1m | Hotel 1 button multi-functional panel | 1 | 2 | FALSE |  | 2 |  | psuCAJN5OZR.jpg | FALSE | 4 1 1
3051 | HDL-MP102B.28013 | SB-WS2m | Hotel 2 button multi-functional panel | 2 | 2 | FALSE |  | 2 |  | psuCAJN5OZR.jpg | FALSE | 4 1 2
3052 | HDL-MP103B.28013 | SB-WS3m | Hotel 3 button multi-functional panel | 3 | 2 | FALSE |  | 2 |  | psuCAJN5OZR.jpg | FALSE | 4 1 3
3053 | HDL-MP104B.28013 | SB-WS4m | Hotel 4 button multi-functional panel | 4 | 2 | FALSE |  | 2 |  | psuCAJN5OZR.jpg | FALSE | 4 1 4
3054 | HDL-MHB.1010 | HDL-MHB.1010(SB-3S-Bell) | Digital doorbell | 1 | 2 | FALSE |  |  |  |  | FALSE | 4 1 1
3055 | HDL-MSM | SB-DN-SEC250K | Security module | 8 | 9 | FALSE |  |  |  |  | FALSE | 0 0 0
3056 | HDL-MHBRF.1010 | HDL-MHB.1010(SB-3S-Bell) | Hotel digital doorbell(RF) | 4 | 2 | FALSE |  |  |  |  | FALSE | 4 1 4
3057 | HDL-MHIC.1825 | SB-CRD-MSTR-Edge | Gold metal RF card reader I | 1 | 2 | FALSE |  |  |  |  | FALSE | 4 1 4
3058 | HDL-MHIC.1811 | SB-CRD-MSTR | Glass IC card reader I | 1 | 26 | FALSE |  |  |  |  | FALSE | 4 1 4
3059 | HDL-MHB2.2825 | HDL-MHB.1010(SB-3S-Bell) | Digital doorbell | 1 | 2 | FALSE |  |  |  |  | FALSE | 4 1 1
3060 | HDL-MHIC.2825-Ⅱ | SB-CRD-MSTR | Hotel intelligence card reader | 1 | 2 | FALSE |  |  |  |  | FALSE | 0 0 0
3061 | HDL-MHBRF.1010 | HDL-MHBRF.1010(SB-3S-Bell-XS) | Hotel digital doorbell(RF) | 4 | 2 | FALSE |  |  |  |  | FALSE | 0 0 0
3062 | HDL-MHIC.1811 | SB-RF-MSTR | Glass RF card reader I | 1 | 2 | FALSE |  | 5 |  | 20060410171527.jpg | FALSE | 0 0 0
3063 | HDL-HDL-MHIC.3811 | SB-RF-MSTR | Glass photoelectric card reader III | 1 | 2 | FALSE |  | 0 |  |  | FALSE | 0 0 0
3064 | HDL-MHIC.2825 | SB-RF-MSTR-Edge | Gold metal RF card reader II | 5 | 2 | FALSE |  | 0 |  |  | FALSE | 0 0 0
3065 | HDL-MHIC.2811 | SB-RF-MSTR | Glass RF card reader II | 5 | 2 | FALSE |  | 0 |  |  | FALSE | 0 0 0
3066 | HDL-MHIC.3825 | SB-RF-MSTR-Edge | Gold metal photoelectric card reader III | 1 | 2 | FALSE |  | 21 |  |  | FALSE | 0 0 0
3067 | HDL-MHB.1010 | HDL-MHB.1010(SB-3S-Bell) | Digital doorbell | 1 | 2 | FALSE |  |  |  |  | FALSE | 0 0 0
3068 | HDL-MHIC.48 | HDL-MHIC.48 | Plastic RF card reader | 5 | 2 | FALSE |  |  |  |  | FALSE | 0 0 0
3069 | HDL-MHRF.28 | SB-RF-MSTR | Plastic RF card reader(special version) | 5 | 2 | FALSE |  |  |  |  | FALSE | 0 0 0
3070 | HDL-MHBRF.1010 | HDL-MHBRF.1010(SB-3S-Bell-XS) | Hotel digital doorbell(RF) | 4 | 2 | FALSE |  |  |  |  | FALSE | 0 0 0
3071 | HDL-MHB2.2825 | HDL-MHB.1010(SB-3S-Bell) | Digital doorbell | 1 | 2 | FALSE |  |  |  |  | FALSE | 0 0 0
3072 | HDL-MPTB01RF.48 | HDL-MPTB01RF.48 | RF Intelligent Door Bell and Access Reader | 2 | 2 | FALSE |  | MEGA32A |  |  | FALSE | 0 0 0
3073 | HDL-MHBRF.1010 | HDL-MHBRF.1010(SB-3S-Bell-XS) | Hotel digital doorbell(RF) | 4 | 2 | FALSE |  |  |  |  | FALSE | 0 0 0
3074 | HDL-MHB.1010 | HDL-MHB.1010(SB-3S-Bell) | Hotel digital doorbell(RF) | 1 | 2 | FALSE |  |  |  |  | FALSE | 0 0 0
3075 | HDL-MHBRF.1010 | HDL-MHBRF.1010(SB-3S-Bell-XS) | Hotel digital doorbell(RF) | 1 | 0 | FALSE | V4.01 |  |  |  | FALSE | 0 0 0
3076 | HDL-MHIC.3825 | HDL-MHIC.3825 | Plastic RF card reader | 8 | 2 | FALSE | V1.0 |  |  |  | FALSE | 0 0 0
3077 | HDL-MHBRF.1010 | HDL-MHBRF.1010(SB-3S-Bell-XS) | Hotel digital doorbell(RF) | 1 | 2 | FALSE | V1.0 |  |  |  | FALSE | 0 0 0
3078 | HDL-MPTC03.48 | HDL-MPTC03.48 | RF card reader & master control EU with 3 service button | 8 | 2 | FALSE | V4.0 |  |  |  | FALSE | 0 0 0
3079 | HDL-MHIC.48 | HDL-MHIC.48 | Plastic RF card reader | 5 | 2 | FALSE | V4.0 |  |  |  | FALSE | 0 0 0
3080 | HDL-MPTC03.46 | HDL-MPTC03.46 | RF Card Reader & Master Control EU With 3 Service Button | 8 | 2 | FALSE | V4.0 |  |  |  | FALSE | 0 0 0
3081 | HDL-MTB1.48 | HDL-MTB1.48 | Hotel digital doorbell | 1 | 2 | FALSE | V4.0 |  |  |  | FALSE | 0 0 0
3082 | HDL-MPTHB/101.48 | HDL-MPTHB/101.48 | Hotel digital doorbell | 1 | 2 | FALSE | V4.0 |  |  |  | FALSE | 0 0 0
3083 | HDL-MPCH01/D.48 | HDL-MPCH01/D.48 | Hotel digital doorbell | 5 | 2 | FALSE | V4.0 |  |  |  | FALSE | 0 0 0
3084 | HDL-MPTB01RF.48 | HDL-MPTB01RF.48 | RF Intelligent Door Bell and Access Reader | 6 | 2 | FALSE |  | MEGA32A |  |  | FALSE | 0 0 0
3085 | HDL-MPTHC/101.48 | HDL-MPTHC/101.48 | RF card reader & master control EU with 3 service button | 8 | 2 | FALSE | V4.0 |  |  |  | FALSE | 0 0 0
3086 | HDL-MHIC.48 | HDL-MHIC.48 | Plastic RF card reader | 5 | 2 | FALSE | V4.0 |  |  |  | FALSE | 0 0 0
3089 | HDL-MHB.1010 | HDL-MHB.1010(SB-3S-Bell) | Hotel digital doorbell(RF) | 1 | 2 | TRUE |  |  |  |  | FALSE | 0 0 0
3090 | HDL-MHBRF.1010 | HDL-MHBRF.1010(SB-3S-Bell-XS) | Hotel digital doorbell(RF) | 5 | 2 | FALSE |  |  |  |  | FALSE | 0 0 0
3091 | HDL-MHBRF.1010 | HDL-MHBRF.1010(SB-3S-Bell-XS) | Hotel digital doorbell(RF) | 4 | 2 | FALSE |  |  |  |  | FALSE | 0 0 0
3092 | HDL-MPTB01RF.48 | HDL-MPTB01RF.48 | RF Intelligent Door Bell and Access Reader | 2 | 2 | FALSE |  | MEGA32A |  |  | FALSE | 0 0 0
3200 | HDL-MDS | HDL-MDS | Door station | 500 | 0 | FALSE | V4.01 |  |  |  | FALSE | 0 0 0
3201 | HDL-MDS | HDL-MDS | Door station | 500 | 0 | FALSE | V1.1 |  |  |  | FALSE | 0 0 0
3202 | HDL-MDS | HDL-MDS | Door station | 500 | 0 | FALSE | V1.1 |  |  |  | FALSE | 0 0 0
3203 | HDL-MDS | HDL-MDS | Door station | 500 | 0 | FALSE | V4.01 |  |  |  | FALSE | 0 0 0
3204 | HDL-MDS | HDL-MDS | Door station | 500 | 0 | FALSE | V4.01 |  |  |  | FALSE | 0 0 0
3205 | HDL-MDS | HDL-MDS | Door station | 500 | 0 | FALSE | V1.1 |  |  |  | FALSE | 0 0 0
3500 | HDL-MHRCU.433(Hotel) | HDL-MHRCU.433(Hotel) | Room control host module | 48 | 0 | FALSE | V4.01 |  |  |  | FALSE | 0 0 0
3501 | HDL-MHRCU.433 | HDL-MHRCU.433 | Room control host module | 22 | 0 | FALSE | V4.1 |  |  |  | FALSE | 0 0 0 | SH5201BG
3502 | HDL-MHRCU.433 | HDL-MHRCU.433 | Room control host module | 22 | 0 | FALSE | V4.1 |  |  |  | FALSE | 0 0 0 | SH5201BG
3503 | HDL-MXRCU.433 | HDL-MXRCU.433 | Room control host module | 20 | 0 | FALSE | V4.1 |  |  |  | FALSE | 0 0 0
3504 | HDL-MXRCU.433 | HDL-MXRCU.433 | Room control host module | 20 | 0 | FALSE | V4.1 |  |  |  | FALSE | 0 0 0
3505 | HDL-MHRCU.433 | HDL-MHRCU.433 | Room control host module | 22 | 0 | FALSE | V4.1 |  |  |  | FALSE | 0 0 0 | SH5201BG
3506 | HDL-MHRCU.433 | HDL-MHRCU.433 | Room control host module | 22 | 0 | FALSE | V4.1 |  |  |  | FALSE | 0 0 0 | SH5201BG
3507 | HDL-MH48IP/D.231 | HDL-MH48IP/D.231 | Room control host module | 51 | 0 | FALSE | V4.1 |  |  |  | FALSE | 0 0 0
3508 | HDL-MHRCU.433 | HDL-MHRCU.433 | Room control host module | 22 | 0 | TRUE | V4.1 | STM32F107VCT6_1 |  |  | FALSE | 0 0 0 | SH5201BG
3509 | HDL-MHRCU.433 | HDL-MHRCU.433 | Room control host module | 22 | 0 | FALSE | V4.1 |  |  |  | FALSE | 0 0 0 | SH5201BG
3510 | HDL-MHRCU.431 | HDL-MHRCU.431 | Room control host module | 48 | 0 | FALSE | V4.01 |  |  |  | FALSE | 0 0 0 | SH5201BG
3511 | HDL-MHRCU.433-II | HDL-MHRCU.433-II | Room control host module | 48 | 0 | FALSE | V4.01 |  |  |  | FALSE | 0 0 0
3512 | HDL-MHRCU.433(Hotel) | HDL-MHRCU.433(Hotel) | Room control host module | 24 | 0 | FALSE | V4.1 |  |  |  | FALSE | 0 0 0
3513 | HDL-MH48IP/D.231(Hotel) | HDL-MH48IP/D.231(Hotel) | Room control host module | 51 | 0 | FALSE | V4.1 |  |  |  | FALSE | 0 0 0
3514 | HDL-MHRCU-II.433(Hotel) | HDL-MHRCU-II.433(Hotel) | Room control host module | 48 | 0 | FALSE | V4.1 |  |  |  | FALSE | 0 0 0
3515 | HDL-MHC48IP.431(Hotel) | HDL-MHC48IP.431(Hotel) | Room control host module | 0 | 0 | FALSE | V4.1 |  |  |  | FALSE | 0 0 0
3516 | HDL-MHRCU.433 | HDL-MHRCU.433 | Room control host module | 22 | 0 | FALSE | V4.1 |  |  |  | FALSE | 0 0 0 | SH5201BG
3517 | HDL-MBRCU-A.433 | HDL-MBRCU-A.433 | Buspro room control host module | 144 | 0 | FALSE | V4.1 |  |  |  | FALSE | 0 0 0
3518 | HDL-MHRCU.433(Hotel) | HDL-MHRCU.433(Hotel) | Room control host module | 24 | 0 | FALSE | V4.1 |  |  |  | FALSE | 0 0 0
3519 | HDL-MH48IP/D.231(Hotel) | HDL-MH48IP/D.231(Hotel) | Room control host module | 51 | 0 | FALSE | V4.1 |  |  |  | FALSE | 0 0 0
3520 | HDL-MHRCU-II.433(Hotel) | HDL-MHRCU-II.433(Hotel) | Room control host module | 48 | 0 | FALSE | V4.1 |  |  |  | FALSE | 0 0 0
3521 | HDL-MHRCU.433 | HDL-MHRCU.433 | Room control host module | 22 | 0 | FALSE | V4.1 |  |  |  | FALSE | 0 0 0 | SH5201BG
3522 | HDL-MHRCU.433 | HDL-MHRCU.433 | Room control host module | 22 | 0 | FALSE | V4.1 |  |  |  | FALSE | 0 0 0 | SH5201BG
3523 | HDL-MHRCU.433 | HDL-MHRCU.433 | Room control host module | 22 | 0 | FALSE | V4.1 |  |  |  | FALSE | 0 0 0 | SH5201BG
3524 | HDL-MHRCU.433(Hotel) | HDL-MHRCU.433(Hotel) | Room control host module | 24 | 0 | FALSE | V4.1 |  |  |  | FALSE | 0 0 0
3525 | HDL-MH48IP/D.231(Hotel) | HDL-MH48IP/D.231(Hotel) | Room control host module | 51 | 0 | FALSE | V4.1 |  |  |  | FALSE | 0 0 0
3526 | HDL-MHRCU.433(Hotel) | HDL-MHRCU.433(Hotel) | Room control host module | 24 | 0 | FALSE | V4.1 |  |  |  | FALSE | 0 0 0
3527 | HDL-MHRCU.433 | HDL-MHRCU.433 | Room control host module | 22 | 0 | FALSE | V4.1 |  |  |  | FALSE | 0 0 0 | SH5201BG
3528 | HDL-MHRCU.433 | HDL-MHRCU.433 | Room control host module | 22 | 0 | FALSE | V4.1 |  |  |  | FALSE | 0 0 0 | SH5201BG
3529 | HDL-MHRCU.433 | HDL-MHRCU.433 | Room control host module | 22 | 0 | FALSE | V4.1 |  |  |  | FALSE | 0 0 0 | SH5201BG
3530 | HDL-MHRCU.433 | HDL-MHRCU.433 | Room control host module | 22 | 0 | FALSE | V1.1 |  |  |  | FALSE | 0 0 0 | SH5201BG
3531 | HDL_MHRCU-H.433 | HDL_MHRCU-H.433 | Room control host module | 24 | 0 | FALSE | V4.1 |  |  |  | FALSE | 0 0 0
3532 | HDL-MHRCU.433 | HDL-MHRCU.433 | Room control host module | 22 | 0 | FALSE | V4.1 |  |  |  | FALSE | 0 0 0 | SH5201BG
3533 | HDL-MHRCU.433 | HDL-MHRCU.433 | Room control host module | 22 | 0 | FALSE | V4.1 |  |  |  | FALSE | 0 0 0 | SH5201BG
3534 | HDL-MRCU.433 | HDL-MRCU.433 | Home Control Unit | 22 | 0 | FALSE | V4.1 |  |  |  | FALSE | 0 0 0 | SH5201BG
3535 | HDL-MHRCU.433 | HDL-MHRCU.433 | Room control host module | 22 | 0 | FALSE | V4.1 |  |  |  | FALSE | 0 0 0 | SH5201BG
3536 | HDL-MHRCU.433 | HDL-MHRCU.433 | Room control host module | 22 | 0 | FALSE | V4.1 |  |  |  | FALSE | 0 0 0 | SH5201BG
3537 | HDL-MHR20.232 | HDL-MHR20.232 | 20CH Output Room Control Module | 20 | 0 | FALSE | V4.1 |  |  |  | FALSE | 0 0 0 | SH5201BG
3538 | HDL-MHRCU.433 | HDL-MHRCU.433 | Room control host module | 22 | 0 | FALSE | V4.1 |  |  |  | FALSE | 0 0 0 | SH5201BG
3539 | HDL-MHRCU.433 | HDL-MHRCU.433 | Room control host module | 22 | 0 | FALSE | V4.1 |  |  |  | FALSE | 0 0 0 | SH5201BG
3540 | HDL-MH48IP/D.231(Hotel) | HDL-MH48IP/D.231(Hotel) | Room control host module | 51 | 0 | FALSE | V4.1 |  |  |  | FALSE | 0 0 0
3541 | HDL-MHRCU.433 | HDL-MHRCU.433 | Room control host module | 22 | 0 | FALSE | V4.1 |  |  |  | FALSE | 0 0 0 | SH5201BG
3542 | HDL-MH48IP/D.231(Hotel) | HDL-MH48IP/D.231(Hotel) | Room control host module | 51 | 0 | FALSE | V4.1 |  |  |  | FALSE | 0 0 0
3543 | HDL-MRCU.433 | HDL-MRCU.433 | Home Control Unit | 22 | 0 | FALSE | V4.1 |  |  |  | FALSE | 0 0 0 | SH5201BG
3544 | HDL-MHC48IP.431 | HDL-MHC48IP.431 | Room control host module[GD] | 24 | 0 | FALSE | V4.1 |  |  |  | FALSE | 0 0 0
3545 | HDL-MH48IP/D.231 | HDL-MH48IP/D.231 | Room control host module[GD] | 51 | 0 | FALSE | V4.1 |  |  |  | FALSE | 0 0 0
3546 | HDL-MHRCU.433 | HDL-MHRCU.433 | Room control host module[GD] | 24 | 0 | FALSE | V4.1 |  |  |  | FALSE | 0 0 0
3547 | HDL-MH48IP/D.231(Hotel) | HDL-MH48IP/D.231(Hotel) | Room control host module | 51 | 0 | FALSE | V4.1 |  |  |  | FALSE | 0 0 0
3548 | HDL-MH48IP/D.231(Hotel) | HDL-MH48IP/D.231(Hotel) | Room control host module[Merry] | 51 | 0 | FALSE | V4.1 |  |  |  | FALSE | 0 0 0
3549 | HDL-MHRCU.433(Hotel) | HDL-MHRCU.433(Hotel) | Room control host module[Merry] | 24 | 0 | FALSE | V4.1 |  |  |  | FALSE | 0 0 0
3550 | HDL-MXRCU.433 | HDL-MXRCU.433 | Home Control Unit | 22 | 0 | FALSE | V4.1 |  |  |  | FALSE | 0 0 0 | SH5201BG
3551 | HDL-MHRCU.433(Hotel) | HDL-MHRCU.433(Hotel) | Room control host module | 24 | 0 | FALSE | V4.1 |  |  |  | FALSE | 0 0 0
3552 | HDL-MH48IP/D.231 | HDL-MH48IP/D.231 | Room control host module[GD] | 51 | 0 | FALSE | V4.1 |  |  |  | FALSE | 0 0 0
3553 | HDL-MH48IP/D.231(Hotel) | HDL-MH48IP/D.231(Hotel) | Room control host module | 51 | 0 | FALSE | V4.1 |  |  |  | FALSE | 0 0 0
3554 | HDL-MHRCU.433 | HDL-MHRCU.433 | Room control host module | 22 | 0 | FALSE | V4.1 |  |  |  | FALSE | 0 0 0 | SH5201BG
3555 | HDL-MH48IP/D.231 | HDL-MH48IP/D.231 | Room control host module[N] | 51 | 0 | FALSE | V4.1 |  |  |  | FALSE | 0 0 0
3556 | HDL-MHRCU.433 | HDL-MHRCU.433 | Room control host module[N] | 24 | 0 | FALSE | V4.1 |  |  |  | FALSE | 0 0 0
3557 | HDL-MHRCU.433 | HDL-MHRCU.433 | Room control host module[GD] | 24 | 0 | FALSE | V4.1 |  |  |  | FALSE | 0 0 0
3558 | HDL-MH48IP/D.231 | HDL-MH48IP/D.231 | Room control host module[GD] | 51 | 0 | FALSE | V4.1 |  |  |  | FALSE | 0 0 0
3559 | HDL-MRCU.433 | HDL-MRCU.433 | Home Control Unit[N] | 22 | 0 | FALSE | V4.1 |  |  |  | FALSE | 0 0 0 | SH5201BG
3600 | HDL-MHRCU-Ⅱ.433 | HDL-MHRCU-Ⅱ.433 | Hotel Room Control Host 2.0 | 0 | 0 | TRUE | V1.0 |  |  |  | FALSE
3601 | HDL-MHRCU-Ⅱ.433 | HDL-MHRCU-Ⅱ.433 | Hotel Room Control Host 2.0 | 0 | 0 | TRUE | V1.0 |  |  |  | FALSE
3602 | MH48IP-II-HT.231 | MH48IP-II-HT.231 | Hotel Room Control Host 2.0 | 0 | 0 | TRUE | V1.0 |  |  |  | FALSE
3603 | HDL-MHRCU-Ⅱ.433 | HDL-MHRCU-Ⅱ.433 | Hotel Room Control Host 2.0 | 0 | 0 | TRUE | V1.0 |  |  |  | FALSE
3604 | MH48IP-II-HT.231 | MH48IP-II-HT.231 | Hotel Room Control Host 2.0[N] | 0 | 0 | TRUE | V1.0 |  |  |  | FALSE
3605 | MH48IP-II-HT.231 | MH48IP-II-HT.231 | Hotel Room Control Host 2.0 | 0 | 0 | TRUE | V1.0 |  |  |  | FALSE
3800 | HDL-MAC01.431 | HDL-MAC01.431 | Air-conditioning controller | 0 | 5 | FALSE | V1.0 |  |  |  | FALSE | 0 0 0 | SH1907BG
3801 | HDL-MAC01.431 | HDL-MAC01.431 | Air-conditioning controller | 0 | 5 | FALSE | V1.0 |  |  |  | FALSE | 0 0 0 | SH1907BG
3802 | HDL-MAC01.431 | HDL-MAC01.431 | Air-conditioning controller | 0 | 5 | FALSE | V1.0 |  |  |  | FALSE | 0 0 0 | SH1907BG
3803 | HDL-MAC01.431 | HDL-MAC01.431 | Air-conditioning controller | 0 | 5 | FALSE | V1.0 |  |  |  | FALSE | 0 0 0 | SH1907BG
3804 | HDL-MAC01.431 | HDL-MAC01.431 | Air-conditioning controller | 0 | 5 | FALSE | V1.0 |  |  |  | FALSE | 0 0 0 | SH1907BG
3805 | HDL-MAC01.431 | HDL-MAC01.431 | Air-conditioning controller | 0 | 5 | FALSE | V1.0 |  |  |  | FALSE | 0 0 0 | SH1907BG
3806 | HDL-MAC01.431 | HDL-MAC01.431 | Air-conditioning controller | 0 | 5 | FALSE | V1.0 |  |  |  | FALSE | 0 0 0 | SH1907BG
3807 | HDL-MAC01.431 | HDL-MAC01.431 | Air-conditioning controller | 0 | 5 | FALSE | V1.0 |  |  |  | FALSE | 0 0 0 | SH1907BG
3808 | HDL-MAC01.431 | HDL-MAC01.431 | Air-conditioning controller | 0 | 5 | FALSE | V1.0 |  |  |  | FALSE | 0 0 0 | SH1907BG
3809 | HDL-MAC01.431 | HDL-MAC01.431 | Air-conditioning controller Dubai | 0 | 5 | FALSE | V1.0 |  |  |  | FALSE | 0 0 0 | SH1907BG
3810 | HDL-MAC01.431 | HDL-MAC01.431 | Air-conditioning controller | 0 | 5 | FALSE | V1.0 |  |  |  | FALSE | 0 0 0 | SH1907BG
3811 | HDL-MAC01.431 | HDL-MAC01.431 | Air-conditioning controller | 0 | 5 | FALSE | V1.0 |  |  |  | FALSE | 0 0 0 | SH1907BG
3812 | HDL-MAC01.431 | HDL-MAC01.431 | Air-conditioning controller | 0 | 5 | FALSE | V1.0 |  |  |  | FALSE | 0 0 0 | SH1907BG
3813 | HDL-MAC01.431 | HDL-MAC01.431 | Air-conditioning controller | 0 | 5 | FALSE | V1.0 |  |  |  | FALSE | 0 0 0 | SH1907BG
3814 | HDL-MAC01.431 | HDL-MAC01.431 | Air-conditioning controller | 0 | 5 | FALSE | V1.0 |  |  |  | FALSE | 0 0 0 | SH1907BG
3815 | HDL-MAC01.431 | HDL-MAC01.431 | Air-conditioning controller | 0 | 5 | FALSE | V1.0 |  |  |  | FALSE | 0 0 0 | SH1907BG
3816 | HDL-MAC01.431 | HDL-MAC01.431 | Air-conditioning controller | 0 | 5 | FALSE | V1.0 |  |  |  | FALSE | 0 0 0 | SH1907BG
3817 | HDL-MAC01.431 | HDL-MAC01.431 | Air-conditioning controller | 0 | 5 | FALSE | V1.0 |  |  |  | FALSE | 0 0 0 | SH1907BG
3818 | HDL-MAC01.431(STM) | HDL-MAC01.431(STM) | Air-conditioning controller | 0 | 5 | FALSE | V1.0 |  |  |  | FALSE | 0 0 0 | SH1907BG
3819 | HDL-MAC01.431 | HDL-MAC01.431 | Air-conditioning controller | 0 | 5 | FALSE | V1.0 |  |  |  | FALSE | 0 0 0 | SH1907BG
3820 | HDL-MAC01.431 | HDL-MAC01.431 | Air-conditioning controller | 0 | 5 | FALSE | V1.0 |  |  |  | FALSE | 0 0 0 | SH1907BG
3821 | HDL-MAC01.431 | HDL-MAC01.431 | Air-conditioning controller | 0 | 5 | FALSE | V1.0 |  |  |  | FALSE | 0 0 0 | SH1907BG
3822 | HDL-MAC01.431 | HDL-MAC01.431 | Air-conditioning controller | 0 | 5 | FALSE | V1.0 |  |  |  | FALSE | 0 0 0 | SH1907BG
4000 | HDL-MGSM.431 | HDL-MGSM.431 | SMS module II | 99 | 0 | FALSE | V4.01 | 00933B | SMS1 |  | FALSE | 0 0 0
4001 | HDL-MGSM.431 | HDL-MGSM.431 | SMS module II | 99 | 33 | FALSE | V4.1 |  |  |  | FALSE | 0 0 0
4002 | HDL-MGSM.431 | HDL-MGSM.431 | SMS module II | 99 | 33 | FALSE | V4.1 |  |  |  | FALSE | 0 0 0
4300 | HDL-MC64-DALI.431 | HDL-MC64-DALI.431 | 64 channels DALI controller | 64 | 23 | FALSE |  | 23 | HW00012 |  | FALSE | 1 0 64 | SH1216412BG
4301 | HDL-MC64-DALI.431 | HDL-MC64-DALI.431 | 64 channels DALI controller | 64 | 23 | FALSE |  | 23 | HW00012 |  | FALSE | 1 0 64 | SH1216412BG
4302 | HDL-MC64-DALI.431 | HDL-MC64-DALI.431 | 64 channels DALI controller | 64 | 23 | FALSE |  | 23 | HW00012 |  | FALSE | 1 0 64 | SH1216412BG
4303 | HDL-MC64-DALI.431 | HDL-MC64-DALI.431 | 64 channels DALI controller | 64 | 23 | FALSE |  | 23 | HW00012 |  | FALSE | 1 0 64 | SH1216412BG
4304 | HDL-MC64-DALI.431 | HDL-MC64-DALI.431 | 64 channels DALI controller | 64 | 23 | FALSE |  | 23 | HW00012 |  | FALSE | 1 0 64 | SH1216412BG
4305 | HDL-MC64-DALI.431 | HDL-MC64-DALI.431 | 64 channels DALI controller | 64 | 23 | FALSE |  | 23 | HW00012 |  | FALSE | 1 0 64 | SH1216412BG
4306 | HDL-MC64-DALI.431 | HDL-MC64-DALI.431 | 64 channels DALI controller | 64 | 23 | FALSE |  | 23 | HW00012 |  | FALSE | 1 0 64 | SH1216412BG
4307 | HDL-MC64-DALI2.431 | HDL-MC64-DALI2.431 | 64 CH DALI controller | 0 | 0 | FALSE | V2.0 |  |  |  | FALSE
4500 | HDL-MBR06.431 | HDL-MBR06.431 | 6 Port bus routing module | 6 | 0 | FALSE | V4.01 |  | HW00002 |  | FALSE | 0 0 0
4501 | HDL-MBUS/GW-RF.40 | HDL-MBUS/GW-RF.40 | Wireless<-->BUS data transfer | 6 | 0 | FALSE | V4.1 |  |  |  | FALSE | 0 0 0 | SH51001RI
4502 | HDL-DL-RF.40 | HDL-DL-RF.40 | Wireless<-->BUS data transfer | 6 | 0 | FALSE | V4.1 |  |  |  | FALSE | 0 0 0
4503 | HDL-MBR06.431 | HDL-MBR06.431 | Wireless<-->BUS data transfer | 6 | 0 | FALSE | V4.1 |  |  |  | FALSE | 0 0 0
4504 | HDL-DoorLockVC-ZB.10 | HDL-DoorLockVC-ZB.10 | Door lock | 6 | 0 | FALSE | V4.1 |  |  |  | FALSE | 0 0 0
4505 | HDL-DoorLockVC-ZB.10 | HDL-DoorLockVC-ZB.10 | Door lock | 6 | 0 | FALSE | V4.1 |  |  |  | FALSE | 0 0 0
4506 | HDL-DoorLock | HDL-DoorLock | Door lock | 6 | 0 | FALSE | V4.1 |  |  |  | FALSE | 0 0 0
4507 | HDL-saflok | HDL-saflok | Wireless<-->BUS data transfer | 6 | 0 | FALSE | V4.1 |  |  |  | FALSE | 0 0 0
4508 | SH5106BG | SH5106BG | 5 Port bus routing module | 6 | 0 | FALSE | V4.01 |  | HW00002 |  | FALSE | 0 0 0 | SH5106BG
4509 | UC-ACM485500 | UC-ACM485500 | 5 Port bus routing module | 6 | 0 | FALSE | V4.01 |  | HW00002 |  | FALSE | 0 0 0
4510 | SH5106BG | SH5106BG | 5 Port bus routing module | 6 | 0 | FALSE | V4.01 |  | HW00002 |  | FALSE | 0 0 0 | SH5106BG
4511 | UC-ACM485500 | UC-ACM485500 | 5 Port bus routing module | 6 | 0 | FALSE | V4.01 |  | HW00002 |  | FALSE | 0 0 0
4512 | HDL-MRS232.431 | HDL-MRS232.431 | 6 Port switch | 6 | 0 | FALSE | V4.01 |  | HW00002 |  | FALSE | 0 0 0 | SH5101BG
4513 | UC-ACM485500 | UC-ACM485500 | 5 Port bus routing module | 6 | 0 | FALSE | V4.01 |  | HW00002 |  | FALSE | 0 0 0
4514 | SH5106BG | SH5106BG | 5 Port bus routing module | 6 | 0 | FALSE | V1.1 |  |  |  | FALSE |  | SH5106BG
4515 | SH5106BG | SH5106BG | 5 Port bus routing module | 6 | 0 | FALSE | V4.01 |  | HW00002 |  | FALSE | 0 0 0 | SH5106BG
4516 | SH5106BG | SH5106BG | 5 Port bus routing module | 6 | 0 | FALSE | V4.01 |  | HW00002 |  | FALSE | 0 0 0 | SH5106BG
4517 | SH5106BG | SH5106BG | 5 Port bus routing module | 6 | 0 | FALSE | V4.01 |  | HW00002 |  | FALSE | 0 0 0 | SH5106BG
4518 | SH5106BG | SH5106BG | 5 Port bus routing module | 6 | 0 | FALSE | V4.01 |  | HW00002 |  | FALSE | 0 0 0 | SH5106BG
4519 | SH5106BG | SH5106BG | 5 Port bus routing module | 6 | 0 | FALSE | V4.01 |  | HW00002 |  | FALSE | 0 0 0 | SH5106BG
4520 | SH5106BG | SH5106BG | 5 Port bus routing module | 6 | 0 | FALSE | V4.01 |  | HW00002 |  | FALSE | 0 0 0 | SH5106BG
4521 | SH5106BG | SH5106BG | 5 Port bus routing module | 6 | 0 | FALSE | V4.01 |  | HW00002 |  | FALSE | 0 0 0 | SH5106BG
4522 | SH5106BG | SH5106BG | 5 Port bus routing module | 6 | 0 | FALSE | V4.01 |  | HW00002 |  | FALSE | 0 0 0 | SH5106BG
4523 | SH5106BG | SH5106BG | 5 Port bus routing module | 6 | 0 | FALSE | V4.01 |  | HW00002 |  | FALSE | 0 0 0 | SH5106BG
4524 | SH5106BG | SH5106BG | 5 Port bus routing module | 6 | 0 | FALSE | V4.01 |  | HW00002 |  | FALSE | 0 0 0 | SH5106BG
4525 | SH5106BG | SH5106BG | 5 Port bus routing module | 6 | 0 | FALSE | V4.01 |  | HW00002 |  | FALSE | 0 0 0 | SH5106BG
4526 | HDL-MRS232.431 | HDL-MRS232.431 | 6 Port switch | 6 | 0 | FALSE | V4.01 |  | HW00002 |  | FALSE | 0 0 0 | SH5101BG
4527 | HDL-RS232.431 | HDL-RS232.431 | RS232<->HDL-BUS converter | 15 | 0 | TRUE | V3.0 | 24 |  |  | FALSE | 0 0 0 | SH5101BG
4528 | HDL-MRS232.431 | HDL-MRS232.431 | RS232<->HDL-BUS data transfer | 33 | 0 | FALSE | V1.01 |  | HW00035 |  | FALSE | 0 0 0 | SH5101BG
4529 | HDL-Bacnet | HDL-BN-4096 | Bacnet<->HDL-BUS data converter | 0 | 24 | FALSE |  | 25 |  |  | FALSE | 0 0 0
4530 | SH5106BG | SH5106BG | 5 Port bus routing module | 6 | 0 | FALSE | V4.01 |  | HW00002 |  | FALSE | 0 0 0 | SH5106BG
4531 | HDL-MBR06.431 | HDL-MBR06.431 | 6 Port switch | 6 | 0 | FALSE | V4.01 |  | HW00002 |  | FALSE | 0 0 0 | SH5101BG
4532 | SH5106BG | SH5106BG | 5 Port bus routing module | 6 | 0 | FALSE | V4.01 |  | HW00002 |  | FALSE | 0 0 0 | SH5106BG
4533 | SH5106BG | SH5106BG | 5 Port bus routing module | 6 | 0 | FALSE | V4.01 |  | HW00002 |  | FALSE | 0 0 0 | SH5106BG
4534 | SH5106BG | SH5106BG | 5 Port bus routing module | 6 | 0 | FALSE | V4.01 |  | HW00002 |  | FALSE | 0 0 0 | SH5106BG
4535 | HDL-RS232.431 | HDL-RS232.431 | RS232<->HDL-BUS converter | 15 | 0 | TRUE | V3.0 | 24 |  |  | FALSE | 0 0 0 | SH5101BG
4536 | HDL-RS232.431 | HDL-RS232.431 | RS232<->HDL-BUS converter | 15 | 0 | TRUE | V3.0 | 24 |  |  | FALSE | 0 0 0 | SH5101BG
4537 | SH5106BG | SH5106BG | 5 Port bus routing module | 6 | 0 | FALSE | V4.01 |  | HW00002 |  | FALSE | 0 0 0 | SH5106BG
4538 | SH5106BG | SH5106BG | 5 Port bus routing module | 6 | 0 | FALSE | V4.01 |  | HW00002 |  | FALSE | 0 0 0 | SH5106BG
4539 | HDL-M485/GW.40 | HDL-M485/GW.40 | 5 Port bus routing module | 6 | 0 | FALSE | V4.01 |  | HW00002 |  | FALSE | 0 0 0 | SH5106BG
4540 | HDL-M485/GW.40 | HDL-M485/GW.40 | 5 Port bus routing module | 6 | 0 | FALSE | V4.01 |  | HW00002 |  | FALSE | 0 0 0 | SH5106BG
4541 | SH5106BG | SH5106BG | 5 Port bus routing module | 6 | 0 | FALSE | V4.01 |  | HW00002 |  | FALSE | 0 0 0 | SH5106BG
4599 | HDL-MGWIP.430 | HDL-MGWIP.430 | Advance mesh | 6 | 0 | FALSE | V4.1 |  |  |  | FALSE | 0 0 0
4600 | HDL-Server.20 | HDL-Server. | Server | 6 | 0 | FALSE | V4.1 |  |  |  | FALSE | 0 0 0
4601 | HDL-MSERVER.20 | HDL-MSERVER.20 | Advance mesh | 6 | 0 | FALSE | V4.1 |  |  |  | FALSE | 0 0 0
4602 | HDL-MBUS01IP.431 | HDL-MBUS01IP.431 | 1 port switchboard | 1 | 0 | TRUE | V4.0 | STM32F107RCT6_1 | HW00001 |  | FALSE | 0 0 0 | SH5202BG
4603 | HDL-MBUS01IP.431 | HDL-MBUS01IP.431 | 1 port switchboard | 1 | 0 | TRUE | V4.0 | STM32F107RCT6_1 | HW00001 |  | FALSE | 0 0 0 | SH5202BG
4604 | HDL-MBUS01IP.431 | HDL-MBUS01IP.431 | 1 port switchboard | 1 | 0 | TRUE | V4.0 | STM32F107RCT6_1 | HW00001 |  | FALSE | 0 0 0 | SH5202BG
4605 | HDL-MBUS01IP.431 | HDL-MBUS01IP.431 | IP Gateway-MQTT | 1 | 0 | TRUE | V4.0 | STM32F107RCT6_1 | HW00001 |  | FALSE | 0 0 0 | SH5202BG
4606 | HDL-MBUS01IP.431 | HDL-MBUS01IP.431 | 1 port switchboard | 1 | 0 | TRUE | V4.0 | STM32F107RCT6_1 | HW00001 |  | FALSE | 0 0 0 | SH5202BG
4607 | HDL-MBUS01IP.431 | HDL-MBUS01IP.431 | 1 port switchboard | 1 | 0 | TRUE | V4.0 | STM32F107RCT6_1 | HW00001 |  | FALSE | 0 0 0 | SH5202BG
4609 | HDL-MGW/MQTT.431 | HDL-MGW/MQTT.431 | MQTT IP Gateway | 0 | 24 | TRUE | V4.0 | STM32F107RCT6_1 | HW00001 |  | FALSE | 0 0 0 | SH5202BG
4610 | JinMao AD Gateway | JinMao AD Gateway | JinMao AD Gateway | 0 | 24 | TRUE | V4.0 | STM32F107RCT6_1 | HW00001 |  | FALSE | 0 0 0
4611 | HDL-MBUS01IP.431 | HDL-MBUS01IP.431 | IP Gateway-MQTT | 1 | 0 | TRUE | V4.0 | STM32F107RCT6_1 | HW00001 |  | FALSE | 0 0 0 | SH5202BG
4612 | HDL-MBUS01IP.431 | HDL-MBUS01IP.431 | IP Gateway-Aciga | 1 | 0 | TRUE | V4.0 | STM32F107RCT6_1 | HW00001 |  | FALSE | 0 0 0 | SH5202BG
4613 | HDL-MGWIP.430 | HDL-MGWIP.430 | Advance mesh | 1 | 0 | TRUE | V4.0 | STM32F107RCT6_1 | HW00001 |  | FALSE | 0 0 0 | SH5202BG
4614 | HDL-MBUS01IP.431 | HDL-MBUS01IP.431 | 1 port switchboard | 1 | 0 | TRUE | V4.0 | STM32F107RCT6_1 | HW00001 |  | FALSE | 0 0 0 | SH5202BG
4615 | HDL-MBUS01IP.431 | HDL-MBUS01IP.431 | IP Gateway-MQTT[GD] | 1 | 0 | TRUE | V4.0 | STM32F107RCT6_1 | HW00001 |  | FALSE | 0 0 0 | SH5202BG
4616 | HDL-MBUS01IP.431 | HDL-MBUS01IP.431 | IP Gateway-MQTT | 1 | 0 | TRUE | V4.0 | STM32F107RCT6_1 | HW00001 |  | FALSE | 0 0 0 | SH5202BG
4617 | HDL-MBUS01IP.431 | HDL-MBUS01IP.431 | IP Gateway-MQTT | 1 | 0 | TRUE | V4.0 | STM32F107RCT6_1 | HW00001 |  | FALSE | 0 0 0 | SH5202BG
4618 | HBLS-GW | HBLS-GW | Honeywell BUS Lighting System - Gateway[GD] | 1 | 0 | FALSE | V4.0 |  |  |  | FALSE | 0 0 0
4619 | HDL-MBUS01IP.431 | HDL-MBUS01IP.431 | IP Gateway-MQTT[N] | 1 | 0 | TRUE | V4.0 | STM32F107RCT6_1 | HW00001 |  | FALSE | 0 0 0 | SH5202BG
4620 | HDL-MBUS01IP.431 | HDL-MBUS01IP.431 | IP Gateway-MQTT | 1 | 0 | TRUE | V4.0 | STM32F107RCT6_1 | HW00001 |  | FALSE | 0 0 0 | SH5202BG
4621 | HDL-MBUS01IP.431 | HDL-MBUS01IP.431 | IP Gateway-MQTT[GD] | 1 | 0 | TRUE | V4.0 | STM32F107RCT6_1 | HW00001 |  | FALSE | 0 0 0 | SH5202BG
4622 | HDL-MGWIP.430 | HDL-MGWIP.430 | Advance mesh | 1 | 0 | TRUE | V4.0 | STM32F107RCT6_1 | HW00001 |  | FALSE | 0 0 0 | SH5202BG
4700 | HDL-energy | HDL-energy | Energy module | 1 | 0 | FALSE | V1.1 |  |  |  | FALSE | 0 0 0
4701 | HDL-energy | HDL-energy | Energy module | 1 | 0 | FALSE | V1.1 |  |  |  | FALSE | 0 0 0
4800 | HDL-MHIC.48 | HDL-MHIC.48 | Card reader | 6 | 0 | FALSE | V4.1 |  |  |  | FALSE | 0 0 0
4924 | HDL-MD512-DMX.232 | HDL-MD512-DMX.232(SB-DN-512DMX) | 512 channels show controller(20111226添加) | 512 | 7 | FALSE | V2.0 | 7 |  | 359523.bmp | FALSE | 1 0 0
5000 | HDL-MPL8-RF | HDL-MPL8-RF | 8 button wireless multifunction LCD panel generation 1 | 8 | 2 | FALSE | V1.0 | STM32F103RC |  |  | FALSE | 4 1 32 7 0 1
5001 | HDL-MPL8-RF | HDL-MPL8-RF | DLP panel with AC music clock floor heating | 8 | 0 | TRUE | V4.01 | STM32F103RC |  |  | FALSE | 4 1 32
5002 | HDL-MPL8-RF | HDL-MPL8-RF | DLP panel with AC music clock floor heating | 8 | 2 | TRUE | V1.1 | STM32F103RC |  |  | FALSE | 4 1 32
5003 | HDL-MPE04-RF.18 | HDL-MPE04-RF.18 | DLP panel with AC music clock floor heating | 4 | 2 | FALSE | V1.1 | 01220B | MPE1 |  | FALSE | 4 1 4
5004 | HDL-MPL8-RF | HDL-MPL8-RF | DLP panel with AC music clock floor heating | 8 | 2 | FALSE | V1.1 | 00980D | WDLP1 |  | FALSE | 4 1 32 1 0 1
5005 | HDL-MPE04-RF.18 | HDL-MPE04-RF.18 | 4 button wireless panel with floor heating | 4 | 2 | FALSE | V1.1 | 01220B | MPE1 |  | FALSE | 0 0 0
5006 | HDL-MPL8-RF | HDL-MPL8-RF | DLP panel with AC music clock floor heating | 8 | 2 | FALSE | V1.1 | 00980D | WDLP1 |  | FALSE | 4 1 32 1 0 1
5007 | HDL-MPL8-RF-A | HDL-MPL8-RF-A | DLP panel with AC music clock floor heating | 8 | 2 | FALSE | V1.1 | 00980D | WDLP1 |  | FALSE | 4 1 32 1 0 1
5008 | HDL-MPL8-RF.18-A | HDL-MPL8-RF.18-A | DLP panel with AC music clock floor heating | 8 | 2 | FALSE | V1.1 | 01545 | WDLP1 |  | FALSE | 4 1 32 1 0 1
5009 | HDL-MPL8-RF.16-A | HDL-MPL8-RF.16-A | DLP panel with AC music clock floor heating | 8 | 2 | FALSE | V1.1 | 00980D | WDLP1 |  | FALSE | 4 1 32 1 0 1
5030 | HDL-MPL2B-RF.18 | HDL-MPL2B-RF.18 | 2 button wireless multifunction LCD panel generation 1 | 2 | 2 | FALSE | V1.0 | 01623 | WNPB1 |  | FALSE | 4 1 2
5031 | HDL-MPLB4B-RF.18 | HDL-MPL4B-RF.18 | 4 button wireless multifunction LCD panel generation 1 | 4 | 2 | FALSE | V1.0 | 01015A | WNPB1 |  | FALSE | 4 1 4
5032 | HDL-MPL6B-RF.18 | HDL-MPL6B-RF.18 | 6 button wireless multifunction LCD panel generation 1 | 6 | 2 | FALSE | V1.0 | 01015A | WNPB1 |  | FALSE | 4 1 6
5033 | HDL-MPL8B-RF.18 | HDL-MPL8B-RF.18 | 8 button wireless multifunction LCD panel generation 1 | 8 | 2 | FALSE | V1.0 | 01015A | WNPB1 |  | FALSE | 4 1 8
5034 | HDL-MP01R-RF.18 | HDL-MP01R-RF.18 | 1 button wireless multifunction round button panel | 1 |  | TRUE | V1.0 | ATXMGE128D4 |  |  | FALSE | 4 1 1
5035 | HDL-MP02R-RF.18 | HDL-MP02R-RF.18 | 2 button wireless multifunction round button panel | 2 |  | TRUE | V1.0 | ATXMGE128D4 |  |  | FALSE | 4 1 2
5036 | HDL-MP03R-RF.18 | HDL-MP03R-RF.18 | 3 button wireless multifunction round button panel | 3 |  | TRUE | V1.0 | ATXMGE128D4 |  |  | FALSE | 4 1 3
5037 | HDL-MP04R-RF.18 | HDL-MP04R-RF.18 | 4 button wireless multifunction round button panel | 4 |  | TRUE | V1.0 | ATXMGE128D4 |  |  | FALSE | 4 1 4
5038 | HDL-MPT1-RF.18 | HDL-MPT1-RF.18 | 1 button wireless multifunction glass touch panel | 1 |  | FALSE | V1.0 | 01055 | WNPT2 |  | FALSE | 4 1 1
5039 | HDL-MPT2-RF.18 | HDL-MPT2-RF.18 | 2 button wireless multifunction glass touch panel | 2 |  | FALSE | V1.0 | 01055 | WNPT2 |  | FALSE | 4 1 2
5040 | HDL-MPT3-RF.18 | HDL-MPT3-RF.18 | 3 button wireless multifunction glass touch panel | 3 |  | FALSE | V1.0 | 01055 | WNPT2 |  | FALSE | 4 1 3
5041 | HDL-MPT4-RF.18 | HDL-MPT4-RF.18 | 4 button wireless multifunction glass touch panel | 4 |  | FALSE | V1.0 | 01055 | WNPT2 |  | FALSE | 4 1 4
5042 | HDL-MP2B-RF.18 | HDL-MP2B-RF.18 | 2 button wireless multifunction panel generation 1 | 2 |  | TRUE | V1.0 | ATXMEGA128D4 |  |  | FALSE | 4 1 2
5043 | HDL-MP4B-RF.18 | HDL-MP4B-RF.18 | 4 button wireless multifunction panel generation 1 | 4 |  | TRUE | V1.0 | ATXMEGA128D4 |  |  | FALSE | 4 1 4
5044 | HDL-MP6B-RF.18 | HDL-MP6B-RF.18 | 6 button wireless multifunction panel generation 1 | 6 |  | TRUE | V1.0 | ATXMEGA128D4 |  |  | FALSE | 4 1 6
5045 | HDL-MP8B-RF.18 | HDL-MP8B-RF.18 | 8 button wireless multifunction panel generation 1 | 8 |  | TRUE | V1.0 | ATXMEGA128D4 |  |  | FALSE | 4 1 8
5046 | HDL-MP01R-RF.18 | HDL-MP01R-RF.18 | 1 button wireless multifunction round button panel | 1 |  | FALSE | V1.0 | 01237 | WNPR1 |  | FALSE | 4 1 1
5047 | HDL-MP02R-RF.18 | HDL-MP02R-RF.18 | 2 button wireless multifunction round button panel | 2 |  | FALSE | V1.0 | 01238 | WNPR1 |  | FALSE | 4 1 2
5048 | HDL-MP03R-RF.18 | HDL-MP03R-RF.18 | 3 button wireless multifunction round button panel | 3 |  | FALSE | V1.0 | 01239 | WNPR1 |  | FALSE | 4 1 3
5049 | HDL-MP04R-RF.18 | HDL-MP04R-RF.18 | 4 button wireless multifunction round button panel | 4 |  | FALSE | V1.0 | 01061B | WNPR1 |  | FALSE | 4 1 4
5050 | HDL-MPT1-RF.18 | HDL-MPT1-RF.18 | 1 button wireless multifunction glass touch panel | 1 |  | FALSE | V1.0 | 01055B | WNPT1 |  | FALSE | 4 1 1
5051 | HDL-MPT2-RF.18 | HDL-MPT2-RF.18 | 2 button wireless multifunction glass touch panel | 2 |  | FALSE | V1.0 | 01248 | WNPT1 |  | FALSE | 4 1 2
5052 | HDL-MPT3-RF.18 | HDL-MPT3-RF.18 | 3 button wireless multifunction glass touch panel | 3 |  | FALSE | V1.0 | 01249 | WNPT1 |  | FALSE | 4 1 3
5053 | HDL-MPT4-RF.18 | HDL-MPT4-RF.18 | 4 button wireless multifunction glass touch panel | 4 |  | FALSE | V1.0 | 012450A | WNPT1 |  | FALSE | 4 1 4
5054 | HDL-MP04R-RF.18 | HDL-MP04R-RF.18 | 4 button wireless multifunction round button panel | 4 |  | FALSE | V1.0 | 01061B | WNPR1 |  | FALSE | 4 1 4
5055 | HDL-MPT4-RF.16 | HDL-MPT4-RF.16 | 4 button wireless multifunction glass touch panel | 4 |  | FALSE | V1.0 | 012450A | WNPT1 |  | FALSE | 4 1 4
5056 | HDL-MPT6-RF.16 | HDL-MPT6-RF.16 | 6 button wireless multifunction glass touch panel | 6 | 2 | FALSE | V1.1 | 012450A | WNPT1 |  | FALSE | 4 1 6 | SH606322RW
5057 | HDL-MPT4-RF.18 | HDL-MPT4-RF.18 | 4 button wireless multifunction glass touch panel | 4 | 2 | FALSE | V1.1 | 012450A | WNPT1 |  | FALSE | 4 1 4
5058 | HDL-MPT2-RF.16 | HDL-MPT2-RF.16 | 2 button wireless multifunction glass touch panel | 2 | 2 | FALSE | V1.1 | 012450A | WNPT1 |  | FALSE | 4 1 2
5059 | HDL-MPT4-RF.16 | HDL-MPT4-RF.16 | 4 button wireless multifunction glass touch panel | 4 | 2 | FALSE | V1.1 | 012450A | WNPT1 |  | FALSE | 4 1 4
5060 | HDL-MPT9-RF.16 | HDL-MPT9-RF.16 | 9 button wireless multifunction glass touch panel | 9 | 2 | FALSE | V1.1 | 012450A | HW00132 |  | FALSE | 4 1 9 | SH619022RW
5061 | HDL-MPT1-RF.16 | HDL-MPT1-RF.16 | 1 button wireless multifunction glass touch panel | 1 | 2 | FALSE | V1.1 | 012450A | WNPT1 |  | FALSE | 4 1 1
5062 | HDL-MP4L-RF.18 | HDL-MP4L-RF.18 | 4 button wireless multifunction panel generation 1 | 4 | 2 | FALSE | V1.1 |  |  |  | FALSE | 4 1 4 | SH604022RW
5063 | HDL-MP8L-RF.18 | HDL-MP8L-RF.18 | 8 button wireless multifunction panel generation 1 | 8 | 2 | FALSE | V1.1 |  |  |  | FALSE | 4 1 8 | SH608022RW
5064 | HDL-MPE4L-RF.18 | HDL-MPE4L-RF.18 | 4 button wireless multifunction panel generation 1 | 12 | 2 | FALSE | V1.1 |  |  |  | FALSE | 0 0 0 | SH606322RW
5065 | HDL-MP4/D-RF.18 | HDL-MP4/D-RF.18 | 4 button wireless multifunction panel generation 1 | 4 | 2 | FALSE | V1.1 |  |  |  | FALSE | 0 0 0
5066 | HDL-MP6/D-RF.18 | HDL-MP6/D-RF.18 | 6 button wireless multifunction panel generation 1 | 6 | 2 | FALSE | V1.1 |  |  |  | FALSE | 0 0 0
5067 | HDL-MP2B-RF.16 | HDL-MP2B-RF.16 | 2 button wireless multifunction panel generation 1 | 2 |  | FALSE | V1.0 | 01015A | WNPB1 |  | FALSE | 4 1 2
5068 | HDL-MP6B-RF.16 | HDL-MP6B-RF.16 | 6 button wireless multifunction panel generation 1 | 6 |  | FALSE | V1.0 | 01015A | WNPB1 |  | FALSE | 4 1 6
5069 | HDL-MP4L-RF.18 | HDL-MP4L-RF.18 | 4 button wireless multifunction panel generation 1 | 4 | 2 | FALSE | V1.1 |  |  |  | FALSE | 4 1 4 | SH604022RW
5070 | HDL-MP8L-RF.18 | HDL-MP8L-RF.18 | 8 button wireless multifunction panel generation 1 | 8 | 2 | FALSE | V1.1 |  |  |  | FALSE | 4 1 8 | SH608022RW
5071 | HDL-MPE4L-RF.18 | HDL-MPE4L-RF.18 | 4 button wireless multifunction panel generation 1 | 12 | 2 | FALSE | V1.1 |  |  |  | FALSE | 0 0 0 | SH606322RW
5072 | HDL-MPE4L-RF.18 | HDL-MPE4L-RF.18 | 4 button wireless multifunction panel generation 1 | 12 | 2 | FALSE | V1.1 |  |  |  | FALSE | 0 0 0 | SH606322RW
5073 | HDL-MP4L-RF.18 | HDL-MP4L-RF.18 | 4 button wireless multifunction panel generation 1 | 4 | 2 | FALSE | V1.1 |  |  |  | FALSE | 4 1 4 | SH604022RW
5074 | HDL-MP8L-RF.18 | HDL-MP8L-RF.18 | 8 button wireless multifunction panel generation 1 | 8 | 2 | FALSE | V1.1 |  |  |  | FALSE | 4 1 8 | SH608022RW
5075 | HDL-MP2TH-RF.18 | HDL-MP2TH-RF.18 | 2 button wireless multifunction glass touch panel | 2 |  | FALSE | V1.0 | 01248 | WNPT1 |  | FALSE | 4 1 2
5076 | HDL-MP4TH-RF.18 | HDL-MP4TH-RF.18 | 4 button wireless multifunction glass touch panel | 4 | 2 | FALSE | V1.1 | 012450A | WNPT1 |  | FALSE | 4 1 4
5077 | HDL-MPT6-46-RF.18 | HDL-MPT6-46-RF.18 | 6 button wireless multifunction glass touch panel | 6 | 2 | FALSE | V1.1 | 012450A | WNPT1 |  | FALSE | 4 1 6
5078 | HDL-MPT4-46-RF.18 | HDL-MPT4-46-RF.18 | 4 button wireless multifunction glass touch panel | 4 | 2 | FALSE | V1.1 | 012450A | WNPT1 |  | FALSE | 4 1 6
5079 | HDL-MPT2-46-RF.18 | HDL-MPT2-46-RF.18 | 2 button wireless multifunction glass touch panel | 2 | 2 | FALSE | V1.1 | 012450A | WNPT1 |  | FALSE | 4 1 6
5300 | HDL-MWM70-RF.12 | HDL-MWM70-RF.12 | Curtain motor | 1 | 5 | FALSE | V1.0 | 20060410171527.jpg |  |  | FALSE | 2 0 1 | SH1701RS
5301 | HDL-MVSM45B.-RF.12 | HDL-MVSM45B.-RF.12 | Roller curtain motor | 1 | 0 | FALSE | V1.1 |  |  |  | FALSE | 2 1 1
5302 | HDL-MPC01-RF.18 | HDL-MPC01-RF.18 | 1ch window curtain controller | 4 | 75 | TRUE | V1.1 | ATXMGE128D4 |  |  | FALSE | 2 2 1 | SH1540104RI
5303 | HDL-MPC01-RF.18 | HDL-MPC01-RF.18 | 1ch window curtain controller | 4 | 75 | FALSE | V1.1 | ATXMEGA128D4 |  |  | FALSE | 2 2 1 | SH1540104RI
5304 | HDL-MPC01-RF.18 | HDL-MPC01-RF.18 | 1ch window curtain controller | 4 | 75 | FALSE | V1.1 | STM32F051K8U6 |  |  | FALSE | 2 2 1 | SH1540104RI
5305 | HDL-MWM70-RF.11 | HDL-MWM70-RF.11 | Curtain motor | 1 | 5 | FALSE | V1.0 | 20060410171527.jpg |  |  | FALSE | 2 0 1
5306 | HDL-MPC01-RF.28 | HDL-MPC01-RF.28 | 1ch window curtain controller | 4 | 75 | FALSE | V1.1 | STM32F051K8U6 |  |  | FALSE | 2 2 1 | SH1540104RI
5307 | HDL-MHC01/L1-RF.10 | HDL-MHC01/L1-RF.10 | Smart H 1CH Curtain Switch | 4 | 75 | FALSE | V1.1 | ATXMEGA128D4 |  |  | FALSE | 2 2 1
5308 | HDL-MHC01/L1-RF.10 | HDL-MHC01/L1-RF.10 | Smart H 1CH Curtain Switch | 4 | 75 | FALSE | V1.1 | ATXMEGA128D4 |  |  | FALSE | 2 2 1
5500 | HDL-MPR01-RF.18 | HDL-MPR01-RF.18 | 1 channels 10A relay IV | 4 |  | TRUE | V1.0 | ATXMGE128D4 |  |  | FALSE | 1 1 1 | SH1510104RI
5501 | HDL-MPR02-RF.18 | HDL-MPR02-RF.18 | 2 channels 3A relay IV | 4 |  | TRUE | V1.0 | ATXMEGA128D4 |  |  | FALSE | 1 1 1 | SH1510204RI
5502 | HDL-MPR01-RF.18 | HDL-MPR01-RF.18 | 1 channels 8A relay driver | 4 | 75 | FALSE | V1.1 |  |  |  | FALSE | 1 1 1 | SH1510104RI
5503 | HDL-MPR02-RF.18 | HDL-MPR02-RF.18 | 2 channels 3A relay driver | 4 | 75 | FALSE | V1.1 |  |  |  | FALSE | 1 1 2 | SH1510204RI
5504 | HDL-MR01/L1-RF.10 | HDL-MR01/L1-RF.10 | SmartUp 1 Ch Relay Switch | 4 | 75 | FALSE | V1.1 |  |  |  | FALSE | 1 1 1 | SH1510104RI
5505 | HDL-MR02/L1-RF.10 | HDL-MR02/L1-RF.10 | SmartUp 2 Ch Relay Switch | 4 | 75 | FALSE | V1.1 |  |  |  | FALSE | 1 1 2
5506 | HDL-MDA01/L1-RF.10 | HDL-MDA01/L1-RF.10 | SmartUp 1 Ch Analog Dimmer | 4 | 75 | FALSE | V1.1 |  |  |  | FALSE | 1 1 1
5507 | HDL-MPR01-RF.18 | HDL-MPR01-RF.18 | 1 channels 8A relay driver | 4 | 75 | FALSE | V1.1 |  |  |  | FALSE | 1 1 1 | SH1510104RI
5508 | HDL-MPR02-RF.18 | HDL-MPR02-RF.18 | 2 channels 3A relay driver | 4 | 75 | FALSE | V1.1 |  |  |  | FALSE | 1 1 2 | SH1510204RI
5509 | HDL-MPR01-RF.18 | HDL-MPR01-RF.18 | 1 channels 8A relay driver | 4 | 75 | FALSE | V1.1 |  |  |  | FALSE | 1 1 1 | SH1510104RI
5510 | HDL-MPR02-RF.18 | HDL-MPR02-RF.18 | 2 channels 3A relay driver | 4 | 75 | FALSE | V1.1 |  |  |  | FALSE | 1 1 2 | SH1510204RI
5511 | HDL-MPR01-RF.18 | HDL-MPR01-RF.18 | 1 channels 8A relay driver | 4 | 75 | FALSE | V1.1 |  |  |  | FALSE | 1 1 1 | SH1510104RI
5512 | HDL-MPR02-RF.18 | HDL-MPR02-RF.18 | 2 channels 3A relay driver | 4 | 75 | FALSE | V1.1 |  |  |  | FALSE | 1 1 2 | SH1510204RI
5513 | HDL-MPR01-RF.28 | HDL-MPR01-RF.28 | 1 channels 8A relay driver | 4 | 75 | FALSE | V1.1 |  |  |  | FALSE | 1 1 1 | SH1510104RI
5514 | HDL-MPR02-RF.28 | HDL-MPR02-RF.28 | 2 channels 3A relay driver | 4 | 75 | FALSE | V1.1 |  |  |  | FALSE | 1 1 2 | SH1510204RI
5515 | HDL-MR01H/L1-RF.10 | HDL-MR01H/L1-RF.10 | SmartUp 1 Ch 20A Relay Switch | 4 | 75 | FALSE | V1.1 |  |  |  | FALSE | 1 1 1 | SH1510104RI
5700 | HDL-MPD01-RF.18 | HDL-MPD01-RF.18 | 1ch 1.5A dimmer | 4 | 75 | FALSE | V1.1 |  |  |  | FALSE | 1 0 1 | SH1530104RI
5701 | HDL-MPDA04-RF.18 | HDL-MPDA04-RF.18 | 4ch 0-10V LED dimmer | 4 | 75 | FALSE | V1.1 |  |  |  | FALSE | 1 0 1 | SH1210403RI
5702 | HDL-MPD01-RF.18 | HDL-MPD01-RF.18 | 1ch 1.5A Dimmer | 4 | 75 | FALSE | V1.1 |  |  |  | FALSE | 1 0 1 | SH1530104RI
5703 | HDL-MPD01-RF.18 | HDL-MPD01-RF.18 | 1ch 1.5A dimmer | 4 | 75 | FALSE | V1.1 |  |  |  | FALSE | 1 0 1 | SH1530104RI
5704 | HDL-MPDA04-RF.18 | HDL-MPDA04-RF.18 | 4ch 0-10V LED Dimmer | 4 | 75 | FALSE | V1.1 |  |  |  | FALSE | 1 0 1 | SH1210403RI
5705 | HDL-MD01/L1-RF.10 | HDL-MD01/L1-RF.10 | SmartUp 1 Ch Dimmer Switch | 4 | 75 | FALSE | V1.1 |  |  |  | FALSE | 1 0 1
5706 | HDL-MD02/L1-RF.10 | HDL-MD02/L1-RF.10 | SmartUp 2 Ch dimmer switch | 4 | 75 | FALSE | V1.1 |  |  |  | FALSE | 1 0 1
5707 | HDL-MPD01-RF.28 | HDL-MPD01-RF.28 | 1ch 1.5A dimmer | 4 | 75 | FALSE | V1.1 |  |  |  | FALSE | 1 0 1 | SH1530104RI
5708 | HDL-MPDA04-RF.28 | HDL-MPDA04-RF.28 | 4ch 0-10V LED Dimmer | 4 | 75 | FALSE | V1.1 |  |  |  | FALSE | 1 0 1 | SH1210403RI
5742 | HDL-MDH1210 | HDL-MDH1210(SB-WL-D1210) | 12ch 10A professional intelligent dimmer | 12 | 1 | FALSE |  | 1 |  |  | FALSE | 1 0 12
5800 | HDL-MDLED0407-RF.40 | HDL-MDLED0407-RF.40 | 4ch 7A wireless intelligent LED dimming module | 4 | 0 | FALSE | V4.01 |  |  |  | FALSE | 1 0 4 | SH1280407RG
5900 | HDL-MPS04-RF.18 | HDL-MPS04-RF.18 | 4ch wireless dry contactmodule | 4 | 16 | FALSE | V1.1 |  |  |  | FALSE | 4 0 4 | SH1510004RI
5901 | HDL-MPS04-RF.18 | HDL-MPS04-RF.18 | 4ch wireless dry contact module | 4 | 16 | FALSE | V1.1 |  |  |  | FALSE | 4 0 4 | SH1510004RI
5902 | HDL-MPS04-RF.28 | HDL-MPS04-RF.28 | 4ch wireless dry contact module | 4 | 16 | FALSE | V1.1 |  |  |  | FALSE | 4 0 4 | SH1510004RI
6100 | HDL-MIR01R-RF.10 | HDL-MIR01R-RF.10 | Infrared signal emission,remote receiving module | 3 | 76 | FALSE | V1.1 |  |  |  | FALSE | 0 0 0 | SH1801RS
6101 | HDL-MR/PLUG-RF.1P | HDL-MR/PLUG-RF.1P | Wireless 1Ch Relay Receptacle | 0 | 76 | FALSE | V1.1 |  |  |  | FALSE | 0 0 0
6102 | HDL-MR/PLUG-RF.1P | HDL-MR/PLUG-RF.1P | Wireless 1Ch Relay Receptacle | 0 | 76 | FALSE | V1.1 |  |  |  | FALSE | 0 0 0
6103 | HDL-MR/PLUG-RF.1P | HDL-MR/PLUG-RF.1P | Wireless 1Ch Relay Receptacle | 0 | 76 | FALSE | V1.1 |  |  |  | FALSE | 0 0 0
6104 | HDL-MPLUG/L1-RF.10 | HDL-MPLUG/L1-RF.10 | SmartUp Socket Adaptor | 0 | 76 | FALSE | V1.1 |  |  |  | FALSE | 0 0 0
6105 | HDL-MIR/L1-RF.10 | HDL-MIR/L1-RF.10 | SmartUp IR Emiter | 3 | 76 | FALSE | V1.1 |  |  |  | FALSE | 0 0 0
6106 | HDL-MR01H/L1-RF.10 | HDL-MR01H/L1-RF.10 | SmartUp 1 Ch 20A Relay Switch | 0 | 76 | FALSE | V1.1 |  |  |  | FALSE | 0 0 0 | SH1510104RI
6107 | HDL-MIR01R-RF.10 | HDL-MIR01R-RF.10 | Infrared signal emission,remote receiving module | 3 | 76 | FALSE | V1.1 |  |  |  | FALSE | 0 0 0 | SH1801RS
6300 | HDL-MF01/L1-RF.10 | HDL-MF01/L1-RF.10 | SmartUp 1 Ch Fan Controller | 0 | 5 | FALSE | V2.0 |  | HW00031 |  | FALSE | 7 0 1
6400 | HDL-MC01/L1-BRF.10 | HDL-MC01/L1-BRF.10 | SmartUp Scene Controller | 0 | 0 | FALSE | V1.0 |  |  |  | FALSE
6500 | HDL-MFAN04.432 | HDL-MFAN04.432 | Fan controller | 0 | 5 | FALSE | V2.0 |  | HW00031 |  | FALSE | 7 0 1
7000 | HDL-MP4L/D.48 | HDL-MP4L/D.48 | 4 button wireless multifunction panel generation 1 | 4 | 2 | FALSE | V1.1 |  |  |  | FALSE | 4 1 4 | SH604022BW
7001 | HDL-MP8L/D.48 | HDL-MP8L/D.48 | 8 button wireless multifunction panel generation 1 | 8 | 2 | FALSE | V1.1 |  |  |  | FALSE | 4 1 8 | SH608022BW
7002 | HDL-MPE4L/D.48 | HDL-MPE4L/D.48 | 4 button multifunction OLED panel generation 1 | 12 | 2 | FALSE | V1.1 |  |  |  | FALSE | 0 0 0 | SH606322BW
7003 | HDL-MPE4L/D.48 | HDL-MPE4L/D.48 | 4 button multifunction OLED panel generation 1 | 12 | 2 | FALSE | V1.1 |  |  |  | FALSE | 0 0 0 | SH606322BW
7004 | HDL-MPE4L/D.48 | HDL-MPE4L/D.48 | 4 button multifunction OLED panel generation 1 | 20 | 2 | FALSE | V1.1 |  |  |  | FALSE | 0 0 0 | SH606322BW
7005 | HDL-MP4L/D.48 | HDL-MP4L/D.48 | 4 button wireless multifunction panel generation 1 | 4 | 2 | FALSE | V1.1 |  |  |  | FALSE | 4 1 4 | SH604022BW
7006 | HDL-MP8L/D.48 | HDL-MP8L/D.48 | 8 button wireless multifunction panel generation 1 | 8 | 2 | FALSE | V1.1 |  |  |  | FALSE | 4 1 8 | SH608022BW
7007 | HDL-MPE4L/D.48 | HDL-MPE4L/D.48 | 4 button multifunction OLED panel generation 1 | 20 | 2 | FALSE | V1.1 |  |  |  | FALSE | 0 0 0 | SH606322BW
7008 | HDL-MPE4L/D.48 | HDL-MPE4L/D.48 | 4 button multifunction OLED panel generation 1 | 20 | 2 | FALSE | V1.1 |  |  |  | FALSE | 0 0 0 | SH606322BW
7009 | HDL-MPE4L/D.48 | HDL-MPE4L/D.48 | 4 button multifunction OLED panel generation 1 | 20 | 2 | FALSE | V1.1 |  |  |  | FALSE | 0 0 0 | SH606322BW
8000 | HDL-MRS232.231 | SB-DN-RS232N | MODBUS data transfer | 33 | 24 | FALSE | V1.0 |  |  |  | FALSE | 0 0 0 | SH5101BG
9000 | HDL-IPC-H01 | HDL-IPC-H01 | HDL camera | 0 | 0 | FALSE | V1.1 |  |  |  | FALSE | 0 0 0
9001 | HDL-IPC-H02 | HDL-IPC-H02 | HDL camera | 0 | 0 | FALSE | V1.0 |  |  |  | FALSE | 0 0 0
9002 | HDL-IPC-H03 | HDL-IPC-H03 | HDL camera | 0 | 0 | FALSE | v1.0 |  |  |  | FALSE | 0 0 0
9003 | HDL-IPC-H04 | HDL-IPC-H04 | HDL camera | 0 | 0 | FALSE | v1.0 |  |  |  | FALSE | 0 0 0
9100 | HDL-MPTL14.46-A | HDL-MPTL14.46-A | DLP panel with AC music clock floor heating | 8 | 2 | FALSE | V4.0 | 01045B | HW00040 |  | FALSE | 4 1 32
9101 | HDL-MPLKLG4.46 | HDL-MPLKLG4.46 | Kluger DLP | 4 | 2 | FALSE | V4.0 | 01045B | HW00040 |  | FALSE | 4 1 32
9102 | HDL-MPTLC43.46 | HDL-MPTLC43.46 | Enviro/4.3" touch panel | 11 | 2 | FALSE | V4.0 | 01076A | DLPC2 |  | FALSE | 4 1 36 | SH630412RW
9103 | HDL-MPTLC43.46 | HDL-MPTLC43.46 | Enviro/4.3" touch panel | 11 | 2 | FALSE | V4.0 | 01076A | DLPC2 |  | FALSE | 4 1 36 | SH630412RW
9104 | HDL-MPTLC43.46-A | HDL-MPTLC43.46-A | Enviro/4.3" touch panel | 11 | 2 | FALSE | V4.0 | 01076A | DLPC2 |  | FALSE | 4 1 36 | SH630412RW
9105 | HDL-MPTFL11.46 | HDL-MPTFL11.46 | Prism Pro/multi-function touch panel | 6 | 2 | FALSE | V4.0 | 01045B | HW00040 |  | FALSE | 4 1 32
9106 | HDL-MPTLC43.46 | HDL-MPTLC43.46 | Enviro/4.3" touch panel | 11 | 2 | FALSE | V4.0 | 01076A | DLPC2 |  | FALSE | 4 1 36 | SH630412RW
9107 | HDL-MPTLC43.46-A | HDL-MPTLC43.46-A | Enviro/4.3" touch panel | 11 | 2 | FALSE | V4.0 | 01076A | DLPC2 |  | FALSE | 4 1 36 | SH630412RW
9108 | HDL-MPTLC43.46 | HDL-MPTLC43.46 | Enviro/4.3" touch panel | 11 | 2 | FALSE | V4.0 | 01076A | DLPC2 |  | FALSE | 4 1 36 | SH630412RW
9109 | HDL-MPTLC43.46 | HDL-MPTLC43.46 | Enviro/4.3" touch panel | 11 | 2 | FALSE | V4.0 | 01076A | DLPC2 |  | FALSE | 4 1 36 | SH630412RW
9110 | HDL-MPLKLG4.46 | HDL-MPLKLG4.46 | Kluger DLP | 8 | 2 | FALSE | V4.0 | 01045B | HW00040 |  | FALSE | 4 1 32
9111 | HDL-MPTL14.46 | HDL-MPTL14.46 | DLP panel with AC music clock floor heating | 8 | 2 | FALSE | V4.0 | 01045B | HW00040 |  | FALSE | 4 1 32
9112 | HDL-MPTLC43.46 | HDL-MPTLC43.46 | Enviro/4.3" touch panel | 11 | 2 | FALSE | V4.0 | 01076A | DLPC2 |  | FALSE | 4 1 36 | SH630412RW
9113 | HDL-MPTLC43.46 | HDL-MPTLC43.46 | Enviro/4.3" touch panel | 11 | 2 | FALSE | V4.0 | 01076A | DLPC2 |  | FALSE | 4 1 36 | SH630412RW
9114 | HDL-MPTLC43.46 | HDL-MPTLC43.46 | Enviro/4.3" touch panel | 11 | 2 | FALSE | V4.0 | 01076A | DLPC2 |  | FALSE | 4 1 36 | SH630412RW
9115 | HDL-MPTLC43.46 | HDL-MPTLC43.46 | Enviro/4.3" touch panel | 11 | 2 | FALSE | V4.0 | 01076A | DLPC2 |  | FALSE | 4 1 36 | SH630412RW
9116 | HDL-MPTLC43.46-A | HDL-MPTLC43.46-A | Enviro/4.3" touch panel | 11 | 2 | FALSE | V4.0 | 01076A | DLPC2 |  | FALSE | 4 1 36 | SH630412RW
9117 | HDL-MPTLC43.46 | HDL-MPTLC43.46 | Enviro/4.3" touch panel | 11 | 2 | FALSE | V4.0 | 01076A | DLPC2 |  | FALSE | 4 1 36 | SH630412RW
9118 | HDL-MPTLC43.46 | HDL-MPTLC43.46 | Enviro/4.3" touch panel | 11 | 2 | FALSE | V4.0 | 01076A | DLPC2 |  | FALSE | 4 1 36 | SH630412RW
9119 | HDL-MPTLC43.46 | HDL-MPTLC43.46 | Enviro/4.3" touch panel | 11 | 2 | FALSE | V4.0 | 01076A | DLPC2 |  | FALSE | 4 1 36 | SH630412RW
9120 | HDL-MPTLC43.46 | HDL-MPTLC43.46 | Enviro/4.3" touch panel | 11 | 2 | FALSE | V4.0 | 01076A | DLPC2 |  | FALSE | 4 1 36 | SH630412RW
9121 | HDL-MPL8.46-A | HDL-MPL8.46-A | DLP panel with AC music clock floor heating | 8 | 2 | TRUE | V4.0 | STM32F103RC |  |  | FALSE | 4 1 32
9122 | HDL-MPTLC43.46 | HDL-MPTLC43.46 | Enviro/4.3" touch panel | 11 | 2 | FALSE | V4.0 | 01076A | DLPC2 |  | FALSE | 4 1 36 | SH630412RW
9123 | HDL-MPTLC43.46 | HDL-MPTLC43.46 | Enviro/4.3" touch panel | 11 | 2 | FALSE | V4.0 | 01076A | DLPC2 |  | FALSE | 4 1 36 | SH630412RW
9124 | HDL-MPTLC43.46 | HDL-MPTLC43.46 | Enviro/4.3" touch panel | 11 | 2 | FALSE | V4.0 | 01076A | DLPC2 |  | FALSE | 4 1 36 | SH630412RW
9125 | HDL-MPTLC43.46 | HDL-MPTLC43.46 | Enviro/4.3" touch panel | 11 | 2 | FALSE | V4.0 | 01076A | DLPC2 |  | FALSE | 4 1 36 | SH630412RW
9126 | HDL-MPTLC43.46 | HDL-MPTLC43.46 | Enviro/4.3" touch panel | 11 | 2 | FALSE | V4.0 | 01076A | DLPC2 |  | FALSE | 4 1 36 | SH630412RW
9127 | HDL-MPTLC43.46 | HDL-MPTLC43.46 | Enviro/4.3" touch panel | 11 | 2 | FALSE | V4.0 | 01076A | DLPC2 |  | FALSE | 4 1 36 | SH630412RW
9128 | HDL-MPTLC43.46-A1 | HDL-MPTLC43.46-A1 | Enviro/4.3" touch panel | 11 | 2 | FALSE | V4.0 | 01076A | DLPC2 |  | FALSE | 4 1 36 | SH630412RW
9129 | HDL-MPTLC43.46-A1 | HDL-MPTLC43.46-A1 | Enviro/4.3" touch panel | 11 | 2 | FALSE | V4.0 | 01076A | DLPC2 |  | FALSE | 4 1 36 | SH630412RW
9130 | HDL-MPTLC43.46-A1 | HDL-MPTLC43.46-A1 | Enviro/4.3" touch panel | 11 | 2 | FALSE | V4.0 | 01076A | DLPC2 |  | FALSE | 4 1 36 | SH630412RW
9131 | HDL-MPTL14.46-B | HDL-MPTL14.46-B | DLP panel with AC music clock floor heating | 8 | 2 | FALSE | V4.0 | 01045B | HW00040 |  | FALSE | 4 1 32
9132 | HDL-MPTL14.46-B | HDL-MPTL14.46-B | DLP panel with AC music clock floor heating | 8 | 2 | FALSE | V4.0 | 01045B | HW00040 |  | FALSE | 4 1 32
9133 | HDL-MPTL14.46-B | HDL-MPTL14.46-B | DLP panel with AC music clock floor heating | 8 | 2 | FALSE | V4.0 | 01045B | HW00040 |  | FALSE | 4 1 32
9134 | HDL-MPTLC43.46-A1 | HDL-MPTLC43.46-A1 | Enviro/4.3" touch panel | 11 | 2 | FALSE | V4.0 | 01076A | DLPC2 |  | FALSE | 4 1 36 | SH630412RW
9135 | HDL-MPTLC43.46-A1 | HDL-MPTLC43.46-A1 | Enviro/4.3" touch panel | 11 | 2 | FALSE | V4.0 | 01076A | DLPC2 |  | FALSE | 4 1 36 | SH630412RW
9136 | HDL-MPTLC43.46 | HDL-MPTLC43.46 | Enviro/4.3" touch panel | 11 | 2 | FALSE | V4.0 | 01076A | DLPC2 |  | FALSE | 4 1 36 | SH630412RW
9137 | HDL-MPTLC43.46-A | HDL-MPTLC43.46-A | Enviro/4.3" touch panel | 11 | 2 | FALSE | V4.0 | 01076A | DLPC2 |  | FALSE | 4 1 36 | SH630412RW
9138 | HDL-MPTLC43.46-U | HDL-MPTLC43.46-U | Enviro/4.3" touch panel | 11 | 2 | FALSE | V4.0 | 01076A | DLPC2 |  | FALSE | 4 1 36 | SH630412RW
9139 | HDL-MPTLC43.46-U | HDL-MPTLC43.46-U | Enviro/4.3" touch panel | 11 | 2 | FALSE | V4.0 | 01076A | DLPC2 |  | FALSE | 4 1 36 | SH630412RW
9140 | HDL-MPTLC43.46-U | HDL-MPTLC43.46-U | Enviro/4.3" touch panel | 11 | 2 | FALSE | V4.0 | 01076A | DLPC2 |  | FALSE | 4 1 36 | SH630412RW
9141 | HDL-MPTLC43.46-U | HDL-MPTLC43.46-U | Enviro/4.3" touch panel | 11 | 2 | FALSE | V4.0 | 01076A | DLPC2 |  | FALSE | 4 1 36 | SH630412RW
9142 | HDL-MPTLC43.46-U | HDL-MPTLC43.46-U | Enviro/4.3" touch panel | 11 | 2 | FALSE | V4.0 | 01076A | DLPC2 |  | FALSE | 4 1 36 | SH630412RW
9143 | HDL-MPTLC43.46-U | HDL-MPTLC43.46-U | Enviro/4.3" touch panel[APM] | 11 | 2 | FALSE | V4.0 | 01076A | DLPC2 |  | FALSE | 4 1 36 | SH630412RW
9144 | HDL-MPTLC43.46-U | HDL-MPTLC43.46-U | Enviro/4.3" touch panel[APM] | 11 | 2 | FALSE | V4.0 | 01076A | DLPC2 |  | FALSE | 4 1 36 | SH630412RW
9145 | HDL-MPTLC43.46-U | HDL-MPTLC43.46-U | Enviro/4.3" touch panel[APM] | 11 | 2 | FALSE | V4.0 | 01076A | DLPC2 |  | FALSE | 4 1 36 | SH630412RW
9146 | HDL-MPTL14.46-C | HDL-MPTL14.46-C | DLP panel with AC music clock floor heating | 8 | 2 | FALSE | V4.0 | 01045B | HW00040 |  | FALSE | 4 1 32
9147 | HDL-MPTLC43.46-U | HDL-MPTLC43.46-U | Enviro/4.3" touch panel[APM] | 11 | 2 | FALSE | V4.0 | 01076A | DLPC2 |  | FALSE | 4 1 36 | SH630412RW
9148 | HDL-MPTLC43.46-U | HDL-MPTLC43.46-U | Enviro/4.3" touch panel[APM] | 11 | 2 | FALSE | V4.0 | 01076A | DLPC2 |  | FALSE | 4 1 36 | SH630412RW
9149 | HDL-MPTLC43.46-A | HDL-MPTLC43.46-A | Enviro/4.3" touch panel | 11 | 2 | FALSE | V4.0 | 01076A | DLPC2 |  | FALSE | 4 1 36 | SH630412RW
9150 | HDL-MPL8.46-A | HDL-MPL8.46-A | DLP panel with AC music clock floor heating[N] | 8 | 2 | TRUE | V4.0 | STM32F103RC |  |  | FALSE | 4 1 32
9151 | HDL-MPL8.48-A | HDL-MPL8.48-A | DLP panel with AC music clock floor heating[N] | 8 | 2 | TRUE | V4.0 | STM32F103RC |  |  | FALSE | 4 1 32
9152 | HDL-MPTLC43.46-U | HDL-MPTLC43.46-U | Enviro/4.3" touch panel | 11 | 2 | FALSE | V4.0 | 01076A | DLPC2 |  | FALSE | 4 1 36 | SH630412RW
9153 | HDL-MPTLC43.46-U | HDL-MPTLC43.46-U | Enviro/4.3" touch panel | 11 | 2 | FALSE | V4.0 | 01076A | DLPC2 |  | FALSE | 4 1 36 | SH630412RW
9154 | HDL-MPTLC43.46-A | HDL-MPTLC43.46-A | Enviro/4.3" touch panel[APM] | 11 | 2 | FALSE | V4.0 | 01076A | DLPC2 |  | FALSE | 4 1 36 | SH630412RW
9500 | HDL-IPC-H04 | HDL-IPC-H04 | 32路输入检测模块 | 32 | 0 | FALSE | v1.0 |  |  |  | FALSE | 0 0 0
9501 | HDL-IPC-H04 | HDL-IPC-H04 | 32路输出检测模块 | 32 | 0 | FALSE | v1.0 |  |  |  | FALSE | 0 0 0
9502 | HDL-IPC-H04 | HDL-IPC-H04 | 6路电流电压检测模块 | 6 | 0 | FALSE | v1.0 |  |  |  | FALSE | 0 0 0
9503 | HDL-IPC-H04 | HDL-IPC-H04 | 混合检测模块 | 0 | 0 | FALSE | v1.0 |  |  |  | FALSE | 0 0 0
9600 | HDL-MBUS01IP.431 | HDL-MBUS01IP.431 | 1 port switchboard | 1 | 0 | TRUE | V4.0 | STM32F107RCT6_1 | HW00001 |  | FALSE | 0 0 0 | SH5202BG
9700 | HDL-MWM65B.20 | HDL-MWM65B.20 | Curtain motor | 1 | 73 | FALSE | V1.0 |  | HW00026 |  | FALSE | 0 0 0
9701 | HDL-MVSM35B.20 | HDL-MVSM35B.20 | Roller curtain motor | 1 | 73 | FALSE | V1.0 |  | HW00028 |  | FALSE | 0 0 0
9702 | HDL-MVSM35B.20 | HDL-MVSM35B.20 | Roller curtain motor | 1 | 73 | FALSE | V1.0 |  | HW00028 |  | FALSE | 0 0 0
9703 | HDL-MWM65B.20 | HDL-MWM65B.20 | Curtain motor | 1 | 73 | FALSE | V1.0 |  | HW00028 |  | FALSE | 0 0 0
9704 | HDL-MWM65B.20 | HDL-MWM65B.20 | Curtain motor | 1 | 73 | FALSE | V1.0 |  | HW00026 |  | FALSE | 0 0 0
9705 | MWWSCMT-S410 | MWWSCMT-S410 | Curtain motor | 1 | 73 | FALSE | V1.0 |  | HW00026 |  | FALSE | 0 0 0
10186 | HDL-APL8.48-A | HDL-APL8.48-A | DLP panel with AC music clock floor heating | 8 | 2 | TRUE | V4.0 | STM32F103RC |  |  | FALSE | 4 1 32
10197 | HDL-APTAC01.48-A | HDL-APTAC01.48-A | Hotel panel only with AC | 6 | 2 | FALSE | V4.0 |  |  |  | FALSE | 0 0 0
10207 | HDL-AFH06.432 | HDL-AFH06.432 | 6ch Floor Heating Module | 6 | 0 | FALSE | V1.0 | 00869A | FH1 |  | FALSE | 8 0 6
10310 | HDL-AASTH.2C | HDL-MASTH.2C(SB-CMS-THL) | Ceiling Mount Temp. Humidity & LUX Sensor | 7 | 30 | FALSE |  | 30 |  |  | FALSE | 5 100 3
10311 | HDL-AASLA.2C | HDL-MASLA.2C(SB-CMS-LA) | Ceiliing Mount Lux & Air Quality Sensor | 7 | 30 | FALSE |  | 13 |  | 200311200789_482507.jpg | FALSE | 5 100 2
10319 | HDL-AIR01F.20 | HDL-AIR01F.20 | Smart IR transmitter with Current detection | 0 | 13 | FALSE | V3.0 - V3.01 | 30 |  | 1247807341423.jpg | FALSE | 0 0 0
10321 | HDL-AS12.2C | HDL-MS12.2C(SB-CMS-12in1) | 12 in 1 multi function sensor | 8 | 30 | FALSE | V2.0 | 30 |  |  | FALSE | 5 100 8
10330 | HDL-ASOUT.4W | HDL-ASOUT.4W | Microwave sensor | 7 | 0 | FALSE | V4.01 | M0516LAN |  |  | FALSE | 5 100 2
10333 | HDL-ASW01.4C | HDL-ASW01.4C | Ceiling mount wave sensor | 7 | 30 | FALSE | V4.0 |  |  |  | FALSE | 5 100 1
10336 | HDL-ASP07M.4C | HDL-MSP07M.4C | PIR,temp & lux sensor | 7 | 0 | FALSE | V4.01 | M0516LAN |  |  | FALSE | 5 100 3
10341 | HDL-ASP02.4C | HDL-ASP02.4C | Ceiling mount PIR sensor | 7 | 0 | FALSE | V4.01 |  |  |  | FALSE | 5 100 8
10342 | HDL-ASPU03.4C | HDL-ASPU03.4C | Ceiling mount ultrasonic sensor | 7 | 0 | FALSE | V4.01 |  |  |  | FALSE | 5 100 2
10343 | HDL-ASP02.4C | HDL-ASP02.4C | Ceiling mount PIR sensor | 7 | 0 | FALSE | V4.01 |  |  |  | FALSE | 5 100 8
10344 | HDL-ASPU03.4C | HDL-ASPU03.4C | Ceiling mount ultrasonic sensor | 7 | 0 | FALSE | V4.01 |  |  |  | FALSE | 5 100 2
10363 | HDL-ASC06.432 | HDL-ASC06.432 | 6 channels input and output module | 6 | 16 | FALSE | V4.0 |  |  |  | FALSE | 0 0 0
10367 | HDL-ASD08.40 | HDL-ASD08.40 | 8 zone dry contact module | 8 | 16 | FALSE | V4.0 | 00925A | SD1 |  | FALSE | 0 0 0
10370 | HDL-AS24.232 | HDL-AS24.232 | 24 zone dry contact module | 24 | 16 | FALSE | V4.0 - V 4.01 | 6 |  |  | FALSE | 4 0 24
10374 | HDL-ASD04T.40 | HDL-ASD04T.40 | 4 zone dry contact module with temp. sensor | 4 | 21 | FALSE | V2.0 | MEGA16A |  |  | FALSE | 5 2 4
10375 | HDL-ASP08M.4C | HDL-MSP08M.4C | Eight sensors in one | 32 | 0 | FALSE | V4.01 | M0516LAN |  |  | FALSE | 5 100 3
10423 | HDL-AR0416C.431 | HDL-AR0416C.431 | 4 channels 16A relay | 4 | 6 | FALSE |  | 6 | HW00018 |  | FALSE | 1 1 4
10427 | HDL-AR0816C.232 | HDL-AR0816C.232 | 8 channels 16A intelligent relay module | 8 | 6 | FALSE | V2.0 | 6 |  | spot off 2.bmp | FALSE | 1 1 8
10444 | HDL-AR0416.431 | HDL-AR0416.431 | 4 channels 16A relay IV | 4 | 6 | FALSE | V4.03 - V4.06 | 00665B | HW00017 |  | FALSE | 1 1 4
10445 | HDL-AR0816.432 | HDL-AR0816.432 | 8 channels 16A relay IV | 8 | 6 | FALSE | V4.03 - V4.06 | 00665B | HW00019 |  | FALSE | 1 1 8
10446 | HDL-AR1216.433 | HDL-AR1216.433 | 12 channels 16A relay IV | 12 | 6 | FALSE | V4.03 - V4.06 | 00665B | HW00020 |  | FALSE | 1 1 12
10447 | HDL-AR0410.431 | HDL-AR0410.431 | 4 channels 10A relay IV | 4 | 6 | FALSE | V4.03 - V4.06 | 01069 | HW00013 |  | FALSE | 1 1 4
10448 | HDL-AR0810.432 | HDL-AR0810.432 | 8 channels 10A relay IV | 8 | 6 | FALSE | V4.03 - V4.06 | 01069 | HW00014 |  | FALSE | 1 1 8
10449 | HDL-AR1210.433 | HDL-AR1210.433 | 12 channels 10A relay IV | 12 | 6 | FALSE | V4.03 - V4.06 | 01069 | HW00015 | 161.jpg | FALSE | 1 1 12
10468 | HDL-ARDA0610.432 | HDL-ARDA0610.432 | 6 channels,0-10V output,dimmable scene controller of fluorescent lamp | 6 | 1 | FALSE | V4.0 |  |  |  | FALSE | 1 1 16 | SH1250610BG
10614 | HDL-AD0206.432 | HDL-AD0206.432 | 2ch 6A leading edge dimming module | 2 | 1 | TRUE | V4.0 - V 4.01 | ATMEGA32A_1 | HW00003 |  | FALSE | 1 0 2
10615 | HDL-AD0403.432 | HDL-AD0403.432 | 4ch 3A leading edge dimming module | 4 | 1 | TRUE | V4.0 - V 4.01 | ATMEGA32A_1 | HW00004 |  | FALSE | 1 0 4
10617 | HDL-AD0602.432 | HDL-AD0602.432 | 6ch 2A leading edge dimming module | 6 | 1 | TRUE | V4.0 - V 4.01 | ATMEGA32A_1 | HW00006 |  | FALSE | 1 0 6
10619 | HDL-ADT0203.433 | HDL-ADT0203.433 | 2ch 3A trailing edge dimming module | 2 | 1 | FALSE | V4.0 - V 4.01 | ATMEGA32A_1 | HW00007 | 20060410171527.jpg | FALSE | 1 0 2
10620 | HDL-ADT04015.433 | HDL-ADT04015.433 | 4ch 1.5A trailing edge dimming module | 4 | 1 | TRUE | V4.0 - V 4.01 | ATMEGA32A_1 | HW00008 | 20060410171527.jpg | FALSE | 1 0 4 | SH-004
10621 | HDL-ADT0601.433 | HDL-ADT0601.433 | 6ch 1A trailing edge dimming module | 6 | 1 | TRUE | V4.0 - V 4.01 | ATMEGA32A_1 | HW00009 | 20060410171527.jpg | FALSE | 1 0 6
10622 | HDL-ADLED0605.432 | HDL-ADLED0605.432 | 6ch 5A Intelligent LED dimming module | 6 | 0 | FALSE | V4.01 |  | HW00011 |  | FALSE | 1 0 6
10624 | HDL-AHD02R18U.232 | HDL-AHD02R18U.232 | Hotel room control module | 20 | 0 | FALSE | V1.0 |  |  |  | FALSE | 0 0 0
10717 | HDL-AVSM45B.12 | HDL-AVSM45B.12 | Roller curtain motor | 1 | 73 | FALSE | V1.0 |  | HW00027 |  | FALSE | 0 0 0
10719 | HDL-AW02.431 | HDL-AW02.431 | 2ch window curtain controller | 2 | 5 | FALSE | V1.0 |  | HW00025 |  | FALSE | 2 2 2
10720 | HDL-AWM70B.22 | HDL-AWM70B.22 | Curtain motor | 1 | 73 | FALSE | V1.0 |  | HW00026 |  | FALSE | 0 0 0
10723 | HDL-AAC01.431 | HDL-AAC01.431 | Air-conditioning controller | 0 | 5 | FALSE | V1.0 |  |  |  | FALSE | 0 0 0
10920 | HDL-AZBOX.A50B.30 | HDL-AZBOX.A50B.30 | Standard music player devices | 1 | 0 | FALSE | V1.01 |  | HW00023 |  | FALSE | 9 0 1 | SH9501BG
11033 | HDL-ARS232U.431 | HDL-ARS232U.431 | RS232<->HDL-BUS data transfer | 33 | 0 | FALSE | V1.01 |  | HW00035 |  | FALSE | 0 0 0 | SH5101BG
11111 | HDL-ACLog.431 | HDL-ACLog.431 | Logic timer | 0 | 0 | FALSE | V4.01 |  |  |  | FALSE | 0 0 0 | SH9201BG
11302 | HDL-AIRC04.40 | HDL-AIRC04.40 | Infrared signal emission,remote receiving module | 4 | 13 | FALSE | V1.0 |  |  |  | FALSE | 0 0 0
11600 | HDL-AC48IP-DMX.431 | HDL-AC48IP-DMX.431 | 48 channels scene controller bus | 48 | 0 | FALSE | V1.01 |  |  |  | FALSE | 1 0 48
12100 | HDL-AP4C.48 | HDL-AP4C.48 | Granite/metal push 4 button panel | 4 | 2 | FALSE | V4.0 - V4.04 |  |  |  | FALSE | 4 1 1
12101 | HDL-AP6C.46 | HDL-AP6C.46 | Granite/metal push 6 button panel | 6 | 2 | FALSE | V4.0 - V4.04 |  |  |  | FALSE | 4 1 1
12128 | HDL-APT2.48-A | HDL-APT2.48-A | 2 button touch panel with temperature | 2 | 0 | FALSE | V4.1 | MEGA32A |  |  | FALSE | 4 1 2
12130 | HDL-APT4.48-A | HDL-APT4.48-A | 4 button touch panel with temperature | 4 | 0 | FALSE | V4.1 | MEGA32A |  |  | FALSE | 4 1 4
12131 | HDL-APT2.46-A | HDL-APT2.46-A | 2 button touch panel with temperature | 2 | 0 | FALSE | V4.1 | 00977B | HW00042 |  | FALSE | 4 1 1
12132 | HDL-APT4.46-A | HDL-APT4.46-A | 4 button touch panel with temperature | 4 | 0 | FALSE | V4.1 | 00977B | HW00042 |  | FALSE | 4 1 1
12133 | HDL-APT6.46-A | HDL-APT6.46-A | 6 button touch panel with temperature | 6 | 0 | FALSE | V4.1 | 00977B | HW00042 |  | FALSE | 4 1 1
12137 | HDL-AP2B.48-A | HDL-AP2B.48-A | 2 button multi-functional panel | 2 | 0 | FALSE | V4.1 | 00977B | HW00042 |  | FALSE | 4 1 1
12138 | HDL-AP4B.48-A | HDL-AP4B.48-A | 4 button multi-functional panel | 4 | 0 | FALSE | V4.1 | 00977B | HW00042 |  | FALSE | 4 1 1
12139 | HDL-AP6B.48-A | HDL-AP6B.48-A | 6 button multi-functional panel | 6 | 0 | FALSE | V4.1 | 00977B | HW00042 |  | FALSE | 4 1 1
12140 | HDL-AP8B.48-A | HDL-AP8B.48-A | 8 button multi-functional panel | 8 | 0 | FALSE | V4.1 | 00977B | HW00042 |  | FALSE | 4 1 1
12156 | HDL-AP4B.46-A | HDL-AP4B.46-A | 4 button multi-functional panel | 4 | 0 | FALSE | V4.1 | 00977B | HW00042 |  | FALSE | 4 1 1
12157 | HDL-AP8B.46-A | HDL-AP8B.46-A | 8 button multi-functional panel | 8 | 0 | FALSE | V4.1 | 00977B | HW00042 |  | FALSE | 4 1 1
13046 | HDL-ASM.431 | HDL-ASM.431 | Advanced security controller | 8 | 9 | FALSE | V4.0 - V4.05 | 2 | HW00033 |  | FALSE | 0 0 0
13509 | HDL-AHRCU.433 | HDL-AHRCU.433 | Room control host module | 22 | 0 | FALSE | V4.1 |  |  |  | FALSE | 0 0 0
13512 | HDL-AHRCU.433(Hotel) | HDL-AHRCU.433(Hotel) | Room control host module | 24 | 0 | FALSE | V4.1 |  |  |  | FALSE | 0 0 0
14301 | HDL-AC64-DALI.431 | HDL-AC64-DALI.431 | 64 channels DALI controller | 64 | 23 | FALSE |  | 23 | HW00012 |  | FALSE | 1 0 64 | SH1216418BG
14500 | HDL-ABR06.431 | HDL-ABR06.431 | 6 Port bus routing module | 6 | 0 | FALSE | V4.01 |  | HW00002 |  | FALSE | 0 0 0
16500 | HDL-AFAN04.432 | HDL-AFAN04.432 | Fan controller | 0 | 5 | FALSE | V2.0 |  | HW00031 |  | FALSE | 7 0 1
19100 | HDL-APTL14.46-A | HDL-APTL14.46-A | DLP panel with AC music clock floor heating | 8 | 2 | TRUE | V4.0 | 01045B | HW00040 |  | FALSE | 4 1 32
19107 | HDL-APTLC43.46-A | HDL-APTLC43.46-A | Enviro/4.3" touch panel | 11 | 2 | FALSE | V4.0 | 01076A | DLPC2 |  | FALSE | 4 1 36
19116 | HDL-APTLC43.46-A | HDL-APTLC43.46-A | Enviro/4.3" touch panel | 11 | 2 | FALSE | V4.0 | 01076A | DLPC2 |  | FALSE | 4 1 36
19117 | HDL-APTLC43.46 | HDL-APTLC43.46 | Enviro/4.3" touch panel | 11 | 2 | FALSE | V4.0 | 01076A | DLPC2 |  | FALSE | 4 1 36
19121 | HDL-APL8.46-A | HDL-APL8.46-A | DLP panel with AC music clock floor heating | 8 | 2 | TRUE | V4.0 | STM32F103RC |  |  | FALSE | 4 1 32
19600 | HDL-ABUS01IP.431 | HDL-ABUS01IP.431 | 1 port switchboard | 1 | 0 | TRUE | V4.0 | STM32F107RCT6_1 | HW00001 |  | FALSE | 0 0 0
30000 | HDL-MTS10B.2WI | HDL-MTS10B.2WI | 7" touch screen | 0 | 0 | FALSE |  |  |  |  | FALSE
30001 | HDL-ON | HDL-ON | HDL-ON | 0 | 0 | FALSE |  |  |  |  | FALSE
36865 | HDL-MBUS01IP.431 | HDL-MBUS01IP.431 | 1 port switchboard Crestron | 1 | 0 | FALSE | V4.0 | 892C | HW00001 |  | FALSE | 0 0 0
36866 | HDL-Homekit | HDL-Homekit | HDL homekit convertor | 0 | 0 | FALSE | V1.0 |  |  |  | FALSE | 0 0 0
36867 | HDL-MBUS01IP.431 | HDL-MBUS01IP.431 | 1 port switchboard Crestron | 1 | 0 | FALSE | V4.0 | 892C | HW00001 |  | FALSE | 0 0 0
51966 | HDL-Sonos | HDL-Sonos | HDL sonos convertor | 0 | 0 | FALSE | V1.0 |  |  |  | FALSE | 0 0 0
58000 | HDL-IRACC | HDL-IRACC | 第三方软件 | 128 | 0 | FALSE | V1.1 |  |  |  | FALSE | 0 0 0
58001 | HDL-IRACC | HDL-IRACC | 第三方软件 | 128 | 0 | FALSE | V1.1 |  |  |  | FALSE | 0 0 0
58002 | HDL-Savent | HDL-Savent | Savent | 128 | 0 | FALSE | V1.1 |  |  |  | FALSE | 0 0 0
58003 | HDL-ZHONGHONG | HDL-ZHONGHONG | ZHONGHONG | 128 | 0 | FALSE | V1.1 |  |  |  | FALSE | 0 0 0 | SH-ZHONGHONG
58004 | HDL-MAIR-Q/H.10 | HDL-MAIR-Q/H.10 | AirKit Air quality sensor | 128 | 0 | FALSE | V1.1 |  |  |  | FALSE | 0 0 0
58005 | HDL-MRF/HORN.4C | HDL-MRF/HORN.4C | iHORN Sensor receiver | 128 | 0 | FALSE | V1.1 |  |  |  | FALSE | 0 0 0
58006 | HDL-iHORN | HDL-iHORN | iHORN | 128 | 0 | FALSE | V1.1 |  |  |  | FALSE | 0 0 0
58007 | HDL-Server | HDL-Server | HDL服务器 | 128 | 0 | FALSE | V1.1 |  |  |  | FALSE | 0 0 0
58008 | HDL-iHORN | HDL-iHORN | 阿里酒店转换器 | 128 | 0 | FALSE | V1.1 |  |  |  | FALSE | 0 0 0
58009 | HDL-SDK | HDL-SDK | Android SDK | 128 | 0 | FALSE | V1.1 |  |  |  | FALSE | 0 0 0
58010 | HDL-MWM75B/D.12 | HDL-MWM75B/D.12 | AC 220V ±15% 50HZ | 128 | 0 | FALSE | V1.1 |  |  |  | FALSE | 0 0 0
58011 | HDL-MWM45B/D.12 | HDL-MWM45B/D.12 | AC 220V ±15% 50HZ | 128 | 0 | FALSE | V1.1 |  |  |  | FALSE | 0 0 0
58012 | HDL-MVSM35B/D.12 | HDL-MVSM35B/D.12 | 220V 50Hz | 128 | 0 | FALSE | V1.1 |  |  |  | FALSE | 0 0 0
58013 | HDL Server/Processor | HDL Server/Processor | HDL Server/Processor | 128 | 0 | FALSE | V1.1 |  |  |  | FALSE | 0 0 0
58014 | DemoPad Centro-8M | DemoPad Centro-8M | DemoPad Centro-8M | 128 | 0 | FALSE | V1.1 |  |  |  | FALSE | 0 0 0
58015 | Blustream IP-BRIDGE | Blustream IP-BRIDGE | Blustream IP-BRIDGE | 128 | 0 | FALSE | V1.1 |  |  |  | FALSE | 0 0 0
58016 | HDL-ON | HDL-ON | HDL-ON | 0 | 0 | FALSE | V1.1 |  |  |  | FALSE | 0 0 0
58017 | Xiao bai | Xiao bai | Xiao bai | 0 | 0 | FALSE | V1.1 |  |  |  | FALSE | 0 0 0
58018 | HDL-MAIR-Q/H.10 | HDL-MAIR-Q/H.10 | AirKit Air quality sensor | 128 | 0 | FALSE | V1.1 |  |  |  | FALSE | 0 0 0
58019 | HDL-YueXiu | HDL-YueXiu | Yuexiu Server | 0 | 0 | FALSE | V1.1 |  |  |  | FALSE | 0 0 0
58020 | HDL-YiBao | HDL-YiBao | YiBao Guangzhou | 0 | 0 | FALSE | V1.1 |  |  |  | FALSE | 0 0 0
58021 | HDL-MinXian | HDL-MinXian | MinXian Guangzhou | 0 | 0 | FALSE | V1.1 |  |  |  | FALSE | 0 0 0
58022 | HDL-XinPuDa | HDL-XinPuDa | XinPuDa Guangxi | 0 | 0 | FALSE | V1.1 |  |  |  | FALSE | 0 0 0
58023 | HDL-BJGateway | HDL-BJGateway | Beijing Bank Server Box | 0 | 0 | FALSE | V1.1 |  |  |  | FALSE | 0 0 0
58024 | HDL-XiAnWulian | HDL-XiAnWulian | Xi An wu lian | 0 | 0 | FALSE | V1.1 |  |  |  | FALSE | 0 0 0
58025 | HDL-BeiJingJiJia | HDL-BeiJingJiJia | Bei Jing Ji Jia | 0 | 0 | FALSE | V1.1 |  |  |  | FALSE | 0 0 0
58026 | HDL-衡水 | HDL-HenShui | Bei Jing Ji Jia | 0 | 0 | FALSE | V1.1 |  |  |  | FALSE | 0 0 0
58027 | HDL-5.7 | HDL-5.7 | HDL-5.7 | 0 | 0 | FALSE | V1.1 |  |  |  | FALSE | 0 0 0
58028 | 三星触摸屏 | 三星触摸屏 | 三星触摸屏 | 0 | 0 | FALSE | V1.1 |  |  |  | FALSE | 0 0 0
58029 | 南沙明珠广场 | 南沙明珠广场 | 南沙明珠广场 | 0 | 0 | FALSE | V1.1 |  |  |  | FALSE | 0 0 0
58030 | 测试架 | 测试架 | 测试架 | 0 | 0 | FALSE | V1.1 |  |  |  | FALSE | 0 0 0
58031 | GXX-server | GXX-server | 高新兴服务器 | 0 | 0 | FALSE | V1.1 |  |  |  | FALSE
58032 | YT-server | YT-server | 云天服务器 | 0 | 0 | FALSE | V1.1 |  |  |  | FALSE
58033 | Smart And Connective(普吉岛，leo客户） | Smart And Connective(普吉岛，leo客户） | Smart And Connective(普吉岛，leo客户） | 0 | 0 | FALSE | V1.1 |  |  |  | FALSE
58034 | HDL-5.7 | HDL-5.7 | HDL-5.7 | 0 | 0 | FALSE | V1.1 |  |  |  | FALSE | 0 0 0
58035 | HDL-NZ-2000 | HDL-NZ-2000 | 南京卓蓝汇 | 0 | 0 | FALSE | V1.1 |  |  |  | FALSE | 0 0 0
58036 | HDL-LC | HDL-LC | 南京威斯汀酒店方悦系列面板 | 0 | 0 | FALSE | V1.1 |  |  |  | FALSE | 0 0 0
58037 | HDL-ON+ | HDL-ON+ | HDL-ON+ | 0 | 0 | FALSE | V1.1 |  |  |  | FALSE | 0 0 0
58038 | WallApp | WallApp | WallApp | 0 | 0 | FALSE | V1.1 |  |  |  | FALSE | 0 0 0
58039 | HDL-RunYo | HDL-RunYo | RunYo Background Music | 0 | 0 | FALSE | V1.1 |  |  |  | FALSE | 0 0 0
58040 | WallApp | WallApp | WallApp | 0 | 0 | FALSE | V1.1 |  |  |  | FALSE | 0 0 0
58041 | 智能化园区管理系统 | 智能化园区管理系统 | 智能化园区管理系统(重庆梦蝶幻像科技有限公司) | 0 | 0 | FALSE | V1.1 |  |  |  | FALSE | 0 0 0
58042 | HDL-MPL4CAI.48 | HDL-MPL4CAI.48 | Granite Display Pro(声必可语控面板2021 01 15) | 0 | 0 | FALSE | V1.1 |  |  |  | FALSE | 0 0 0
58043 | WallApp | WallApp | Tonino Lamborghini Hotel Chengdu | 0 | 0 | FALSE | V1.1 |  |  |  | FALSE | 0 0 0
58044 | HDL-5.7 | HDL-5.7 | HDL-5.7 | 0 | 0 | FALSE | V1.1 |  |  |  | FALSE | 0 0 0
58045 | HDL-M485/GW.40 | HDL-M485/GW.40 | Wireless AirKit Air quality sensor | 128 | 0 | FALSE | V1.1 |  |  |  | FALSE | 0 0 0
58046 | 爱尔眼科上海国际医院智能控制项目 | 爱尔眼科上海国际医院智能控制项目 | Wireless AirKit Air quality sensor | 128 | 0 | FALSE | V1.1 |  |  |  | FALSE | 0 0 0
58047 | MBUS/GW-RF.40 | MBUS/GW-RF.40 | Wireless<-->BUS data transfer For Hailin | 128 | 0 | FALSE | V1.1 |  |  |  | FALSE | 0 0 0
58048 | HDL-MAIR-Q/H.10 | HDL-MAIR-Q/H.10 | AirKit Air quality sensor | 128 | 0 | FALSE | V1.1 |  |  |  | FALSE | 0 0 0
58049 | MBUS/GW-RF.40 | MBUS/GW-RF.40 | Wireless<-->BUS data transfer For Hailin | 128 | 0 | FALSE | V1.1 |  |  |  | FALSE | 0 0 0
58050 | WallApp | WallApp | Tonino Lamborghini Hotel Chengdu | 0 | 0 | FALSE | V1.1 |  |  |  | FALSE | 0 0 0
58051 | 迈联智家 | 迈联智家 | 迈联智家 | 0 | 0 | FALSE | V1.0 |  |  |  | FALSE
58052 | 统一登录管理平台 | 统一登录管理平台 | 统一登录管理平台(北京微昂科技有限公司 20220110) | 0 | 0 | FALSE | V1.0 |  |  |  | FALSE
58053 | HDL-MAIR-Q/HL.10 | HDL-MAIR-Q/HL.10 | Hailin Air quality sensor | 128 | 0 | FALSE | V1.1 |  |  |  | FALSE | 0 0 0
58054 | HDL-AutoVR | HDL-AutoVR | AutoVR(项目名称：重庆研发楼三期 谢星耀 钟俊华) | 0 | 0 | FALSE | V1.1 |  |  |  | FALSE | 0 0 0
58055 | HDL-5.7 | HDL-5.7 | HDL-5.7 | 0 | 0 | FALSE | V1.1 |  |  |  | FALSE | 0 0 0
59001 | HDL-IRACC | HDL-IRACC | HDL-IRACC | 128 | 0 | FALSE | V1.1 |  |  |  | FALSE | 0 0 0 | SH-IRACC
59002 | HDL-IRACC | HDL-IRACC | HDL-IRACC | 128 | 0 | FALSE | V1.1 |  |  |  | FALSE | 0 0 0
60000 | Server | Server | Server | 0 | 0 | FALSE | V1.1 |  |  |  | FALSE | 0 0 0
65498 | Blooder | Blooder |  | 0 | 0 | FALSE | V1.1 |  |  |  | FALSE | 0 0 0
65499 | Blooder | Blooder |  | 0 | 0 | TRUE | V1.1 |  |  |  | FALSE | 0 0 0
65500 | Modbus | Modbus |  | 0 | 0 | FALSE | V1.1 |  |  |  | FALSE | 0 0 0
65501 | HDL-DiiVA | SB-DiiVA | DiiVA MXM controller | 0 | 21 | FALSE | V1.1 |  |  |  | FALSE | 0 0 0
65532 | N/A | N/A | TouchLife | 0 | 0 | FALSE | V1.1 |  |  |  | FALSE | 0 0 0